## Broadband Insertion Loss
Broadband Insertion Loss
|  | Wavelength (µm) | Insertion Loss (dB) | Wavelength (µm) | Insertion Loss (dB) | Wavelength (µm) | Insertion Loss (dB) | Wavelength (µm) | Insertion Loss (dB)
|  |  | 200 µm Core, 0.20 NA ZrF4 |  | 100 µm Core, 0.26 NA InF3 |  | 200 µm Core, 0.39 NA Low-OH Silica |  | Theoretical Lossless Fiber, 0.39 NA, 200 - 1000 µm Core
|  | 0.39322 | 5.26 | 0.39757 | 7.7666 | 0.39322 | 4.3611 | 0.23 | 10.8331
|  | 0.39467 | 5.2566 | 0.39902 | 6.9262 | 0.39467 | 4.1795 | 0.24 | 18.8005
|  | 0.39612 | 5.1866 | 0.40048 | 6.4118 | 0.39612 | 4.1695 | 0.25 | 16.419
|  | 0.39757 | 5.1165 | 0.40193 | 8.1057 | 0.39757 | 4.161 | 0.26 | 13.0305
Product Raw Data |  | 0.39902 | 5.0454 | 0.40338 | 6.0049 | 0.39902 | 4.1785 | 0.27 | 10.4303
Adjustable Path Length MM Fiber-to-Fiber Couplers, 450 nm - 20 µm |  | 0.40048 | 4.9564 | 0.40483 | 7.2754 | 0.40048 | 4.1333 | 0.28 | 9.0094
|  | 0.40193 | 4.8831 | 0.40628 | 6.9815 | 0.40193 | 3.8332 | 0.3 | 14.2042
Item # | RLAFC1F, RLAFC1S | 0.40338 | 4.7465 | 0.40773 | 6.1968 | 0.40338 | 3.8781 | 0.31 | 14.2815
DISCLAIMER: The data presented here are typical. Slight variations in performance data will occur from lot to lot. Please contact Technical Support with any questions regarding the use or reliability of this data. |  | 0.40483 | 4.5138 | 0.40918 | 6.4859 | 0.40483 | 3.6673 | 0.32 | 9.5327
|  | 0.40628 | 4.5654 | 0.41064 | 6.6535 | 0.40628 | 3.6066 | 0.33 | 4.4461
|  | 0.40773 | 4.3171 | 0.41209 | 5.2603 | 0.40773 | 3.3817 | 0.34 | 2.4785
|  | 0.40918 | 4.2625 | 0.41354 | 4.6897 | 0.40918 | 3.3984 | 0.35 | 2.305
|  | 0.41064 | 4.1323 | 0.41499 | 5.261 | 0.41064 | 3.2 | 0.36 | 2.459
|  | 0.41209 | 3.9986 | 0.41644 | 4.8326 | 0.41209 | 3.0418 | 0.37 | 2.6303
This data may be used in publications. However, please cite Thorlabs as the source. |  | 0.41354 | 3.8139 | 0.41789 | 4.8687 | 0.41354 | 3.0566 | 0.38 | 2.57
|  | 0.41499 | 3.7138 | 0.41934 | 4.8678 | 0.41499 | 2.8488 | 0.39 | 2.2308
|  | 0.41644 | 3.6168 | 0.4208 | 5.1039 | 0.41644 | 2.8155 | 0.4 | 1.9029
Additional Information: |  | 0.41789 | 3.5694 | 0.42225 | 4.863 | 0.41789 | 2.5974 | 0.41 | 1.6566
This data was taken with a 38 mm collimator separation and MIR multimode fiber patch cables with a mode-stripped fiber launch, using Thorlabs' SLS202L Broadband Light Source and OSA201C and OSA207C Optical Spectrum Analyzers. |  | 0.41934 | 3.5463 | 0.4237 | 4.6141 | 0.41934 | 2.5593 | 0.42 | 1.4808
|  | 0.4208 | 3.354 | 0.42515 | 4.4231 | 0.4208 | 2.5408 | 0.43 | 1.364
|  | 0.42225 | 3.3973 | 0.4266 | 4.7016 | 0.42225 | 2.4053 | 0.44 | 1.2908
|  | 0.4237 | 3.218 | 0.42805 | 4.3422 | 0.4237 | 2.3271 | 0.45 | 1.2335
|  | 0.42515 | 3.1886 | 0.4295 | 4.4671 | 0.42515 | 2.1376 | 0.46 | 1.2015
|  | 0.4266 | 3.1609 | 0.43096 | 4.0767 | 0.4266 | 1.9854 | 0.47 | 1.1827
|  | 0.42805 | 3.0393 | 0.43241 | 4.416 | 0.42805 | 2.1772 | 0.48 | 1.1668
|  | 0.4295 | 3.0286 | 0.43386 | 4.4733 | 0.4295 | 2.0143 | 0.49 | 1.1577
|  | 0.43096 | 3.0078 | 0.43531 | 4.2623 | 0.43096 | 2.0612 | 0.5 | 1.1545
|  | 0.43241 | 2.9726 | 0.43676 | 4.1661 | 0.43241 | 1.9493 | 0.51 | 1.1579
|  | 0.43386 | 2.8815 | 0.43821 | 4.1168 | 0.43386 | 1.943 | 0.52 | 1.1643
|  | 0.43531 | 2.8947 | 0.43966 | 4.0848 | 0.43531 | 1.9709 | 0.53 | 1.1681
|  | 0.43676 | 2.8269 | 0.44112 | 4.123 | 0.43676 | 1.8592 | 0.54 | 1.1707
|  | 0.43821 | 2.7877 | 0.44257 | 3.9316 | 0.43821 | 1.8484 | 0.55 | 1.1693
|  | 0.43966 | 2.7592 | 0.44402 | 3.9616 | 0.43966 | 1.8284 | 0.56 | 1.1798
|  | 0.44112 | 2.742 | 0.44547 | 4.0749 | 0.44112 | 1.8076 | 0.57 | 1.1923
|  | 0.44257 | 2.6524 | 0.44692 | 3.9091 | 0.44257 | 1.7768 | 0.58 | 1.2068
|  | 0.44402 | 2.6743 | 0.44837 | 3.9034 | 0.44402 | 1.7384 | 0.59 | 1.2109
|  | 0.44547 | 2.6133 | 0.44982 | 3.9295 | 0.44547 | 1.7192 | 0.6 | 1.2193
|  | 0.44692 | 2.6433 | 0.45128 | 3.8218 | 0.44692 | 1.7066 | 0.61 | 1.2208
|  | 0.44837 | 2.5683 | 0.45273 | 3.8409 | 0.44837 | 1.67 | 0.62 | 1.2211
|  | 0.44982 | 2.5431 | 0.45418 | 3.8509 | 0.44982 | 1.6674 | 0.63 | 1.2214
|  | 0.45128 | 2.4709 | 0.45563 | 3.8536 | 0.45128 | 1.6417 | 0.64 | 1.221
|  | 0.45273 | 2.4791 | 0.45708 | 3.7937 | 0.45273 | 1.6574 | 0.65 | 1.2194
|  | 0.45418 | 2.4691 | 0.45853 | 3.8198 | 0.45418 | 1.6256 | 0.66 | 1.2227
|  | 0.45563 | 2.4591 | 0.45998 | 3.7219 | 0.45563 | 1.5818 | 0.67 | 1.2242
|  | 0.45708 | 2.4473 | 0.46144 | 3.7438 | 0.45708 | 1.5955 | 0.68 | 1.2304
|  | 0.45853 | 2.4163 | 0.46289 | 3.7694 | 0.45853 | 1.5518 | 0.69 | 1.2315
|  | 0.45998 | 2.3809 | 0.46434 | 3.6749 | 0.45998 | 1.5644 | 0.7 | 1.2473
|  | 0.46144 | 2.3891 | 0.46579 | 3.7161 | 0.46144 | 1.5081 | 0.71 | 1.2641
|  | 0.46289 | 2.3771 | 0.46724 | 3.678 | 0.46289 | 1.4919 | 0.72 | 1.2742
|  | 0.46434 | 2.35 | 0.46869 | 3.647 | 0.46434 | 1.5081 | 0.73 | 1.2692
|  | 0.46579 | 2.3481 | 0.47014 | 3.5229 | 0.46579 | 1.4919 | 0.74 | 1.2661
|  | 0.46724 | 2.3241 | 0.4716 | 3.4682 | 0.46724 | 1.5031 | 0.75 | 1.2576
|  | 0.46869 | 2.2631 | 0.47305 | 3.5441 | 0.46869 | 1.435 | 0.76 | 1.2537
|  | 0.47014 | 2.201 | 0.4745 | 3.5863 | 0.47014 | 1.391 | 0.77 | 1.2492
|  | 0.4716 | 2.21 | 0.47595 | 3.6389 | 0.4716 | 1.399 | 0.78 | 1.2444
|  | 0.47305 | 2.209 | 0.4774 | 3.6268 | 0.47305 | 1.391 | 0.79 | 1.2369
|  | 0.4745 | 2.2 | 0.47885 | 3.5968 | 0.4745 | 1.4021 | 0.8 | 1.2314
|  | 0.47595 | 2.2042 | 0.4803 | 3.5668 | 0.47595 | 1.421 | 0.81 | 1.2085
|  | 0.4774 | 2.2358 | 0.48176 | 3.5367 | 0.4774 | 1.43 | 0.82 | 1.1932
|  | 0.47885 | 2.2 | 0.48321 | 3.5133 | 0.47885 | 1.4279 | 0.83 | 1.1912
|  | 0.4803 | 2.1989 | 0.48466 | 3.5411 | 0.4803 | 1.4143 | 0.84 | 1.1904
|  | 0.48176 | 2.19 | 0.48611 | 3.541 | 0.48176 | 1.4467 | 0.85 | 1.1768
|  | 0.48321 | 2.1878 | 0.48756 | 3.4779 | 0.48321 | 1.4189 | 0.86 | 1.1592
|  | 0.48466 | 2.17 | 0.48901 | 3.5332 | 0.48466 | 1.4089 | 0.87 | 1.1561
|  | 0.48611 | 2.1678 | 0.49046 | 3.4846 | 0.48611 | 1.4 | 0.88 | 1.1447
|  | 0.48756 | 2.1511 | 0.49192 | 3.5107 | 0.48756 | 1.3989 | 0.89 | 1.1404
|  | 0.48901 | 2.1577 | 0.49337 | 3.4435 | 0.48901 | 1.3889 | 0.9 | 1.1317
|  | 0.49046 | 2.1389 | 0.49482 | 3.4735 | 0.49046 | 1.3789 | 0.91 | 1.1286
|  | 0.49192 | 2.13 | 0.49627 | 3.4928 | 0.49192 | 1.3712 | 0.92 | 1.1267
|  | 0.49337 | 2.1254 | 0.49772 | 3.4424 | 0.49337 | 1.3788 | 0.93 | 1.1212
|  | 0.49482 | 2.09 | 0.49917 | 3.4673 | 0.49482 | 1.37 | 0.94 | 1.1143
|  | 0.49627 | 2.09 | 0.50063 | 3.509 | 0.49627 | 1.37 | 0.95 | 1.1088
|  | 0.49772 | 2.09 | 0.50208 | 3.43 | 0.49772 | 1.3688 | 0.96 | 1.1055
|  | 0.49917 | 2.0876 | 0.50353 | 3.4213 | 0.49917 | 1.3588 | 0.97 | 1.1034
|  | 0.50063 | 2.0712 | 0.50498 | 3.3625 | 0.50063 | 1.3488 | 0.98 | 1.1004
|  | 0.50208 | 2.08 | 0.50643 | 3.3901 | 0.50208 | 1.34 | 0.99 | 1.0969
|  | 0.50353 | 2.0788 | 0.50788 | 3.4587 | 0.50353 | 1.34 | 1 | 1.0927
|  | 0.50498 | 2.0688 | 0.50933 | 3.4474 | 0.50498 | 1.3388 | 1.01 | 1.0885
|  | 0.50643 | 2.06 | 0.51079 | 3.4235 | 0.50643 | 1.3313 | 1.02 | 1.0848
|  | 0.50788 | 2.0587 | 0.51224 | 3.3813 | 0.50788 | 1.3413 | 1.03 | 1.0798
|  | 0.50933 | 2.05 | 0.51369 | 3.3874 | 0.50933 | 1.3475 | 1.04 | 1.0744
|  | 0.51079 | 2.0487 | 0.51514 | 3.3779 | 0.51079 | 1.3274 | 1.05 | 1.071
|  | 0.51224 | 2.0387 | 0.51659 | 3.414 | 0.51224 | 1.31 | 1.06 | 1.0688
|  | 0.51369 | 2.03 | 0.51804 | 3.3167 | 0.51369 | 1.31 | 1.07 | 1.0666
|  | 0.51514 | 2.0274 | 0.51949 | 3.3532 | 0.51514 | 1.3126 | 1.08 | 1.0621
|  | 0.51659 | 2.0126 | 0.52095 | 3.3263 | 0.51659 | 1.3274 | 1.09 | 1.0591
|  | 0.51804 | 2.0287 | 0.5224 | 3.4204 | 0.51804 | 1.3087 | 1.1 | 1.0561
|  | 0.51949 | 2.0187 | 0.52385 | 3.3531 | 0.51949 | 1.3 | 1.11 | 1.053
|  | 0.52095 | 2.01 | 0.5253 | 3.3197 | 0.52095 | 1.3014 | 1.12 | 1.0508
|  | 0.5224 | 2.0114 | 0.52675 | 3.3744 | 0.5224 | 1.31 | 1.13 | 1.047
|  | 0.52385 | 2.0159 | 0.5282 | 3.3386 | 0.52385 | 1.3086 | 1.14 | 1.0431
|  | 0.5253 | 1.9872 | 0.52965 | 3.3314 | 0.5253 | 1.2972 | 1.15 | 1.0405
|  | 0.52675 | 1.97 | 0.53111 | 3.3314 | 0.52675 | 1.2814 | 1.16 | 1.0391
|  | 0.5282 | 1.9714 | 0.53256 | 3.2713 | 0.5282 | 1.29 | 1.17 | 1.0361
|  | 0.52965 | 1.9772 | 0.53401 | 3.2345 | 0.52965 | 1.2914 | 1.18 | 1.0339
|  | 0.53111 | 1.9572 | 0.53546 | 3.3171 | 0.53111 | 1.2972 | 1.19 | 1.0329
|  | 0.53256 | 1.94 | 0.53691 | 3.3015 | 0.53256 | 1.28 | 1.2 | 1.0293
|  | 0.53401 | 1.9414 | 0.53836 | 3.3115 | 0.53401 | 1.2786 | 1.21 | 1.0267
|  | 0.53546 | 1.95 | 0.53982 | 3.3155 | 0.53546 | 1.27 | 1.22 | 1.0265
|  | 0.53691 | 1.9456 | 0.54127 | 3.284 | 0.53691 | 1.27 | 1.23 | 1.0221
|  | 0.53836 | 1.92 | 0.54272 | 3.2455 | 0.53836 | 1.27 | 1.24 | 1.0182
|  | 0.53982 | 1.92 | 0.54417 | 3.22 | 0.53982 | 1.27 | 1.25 | 1.0171
|  | 0.54127 | 1.92 | 0.54562 | 3.2246 | 0.54127 | 1.2715 | 1.26 | 1.0145
|  | 0.54272 | 1.92 | 0.54707 | 3.2485 | 0.54272 | 1.2785 | 1.27 | 1.0118
|  | 0.54417 | 1.92 | 0.54852 | 3.2493 | 0.54417 | 1.2685 | 1.28 | 1.0096
|  | 0.54562 | 1.9185 | 0.54997 | 3.2906 | 0.54562 | 1.26 | 1.29 | 1.0071
|  | 0.54707 | 1.9115 | 0.55143 | 3.2353 | 0.54707 | 1.26 | 1.3 | 1.0063
|  | 0.54852 | 1.9169 | 0.55288 | 3.2068 | 0.54852 | 1.26 | 1.31 | 1.0053
|  | 0.54997 | 1.9 | 0.55433 | 3.1964 | 0.54997 | 1.26 | 1.32 | 1.0022
|  | 0.55143 | 1.8984 | 0.55578 | 3.23 | 0.55143 | 1.26 | 1.33 | 1.0003
|  | 0.55288 | 1.8916 | 0.55723 | 3.2236 | 0.55288 | 1.26 | 1.34 | 1.0012
|  | 0.55433 | 1.9 | 0.55868 | 3.1949 | 0.55433 | 1.26 | 1.35 | 0.99964
|  | 0.55578 | 1.8984 | 0.56014 | 3.2184 | 0.55578 | 1.26 | 1.36 | 0.99918
|  | 0.55723 | 1.8916 | 0.56159 | 3.2084 | 0.55723 | 1.2584 | 1.37 | 0.99649
|  | 0.55868 | 1.8984 | 0.56304 | 3.2033 | 0.55868 | 1.25 | 1.38 | 0.99309
|  | 0.56014 | 1.89 | 0.56449 | 3.2117 | 0.56014 | 1.2484 | 1.39 | 0.99187
|  | 0.56159 | 1.8884 | 0.56594 | 3.17 | 0.56159 | 1.24 | 1.4 | 0.99097
|  | 0.56304 | 1.8784 | 0.56739 | 3.1683 | 0.56304 | 1.2416 | 1.41 | 0.9892
|  | 0.56449 | 1.8733 | 0.56884 | 3.1583 | 0.56449 | 1.2484 | 1.42 | 0.988
|  | 0.56594 | 1.8917 | 0.5703 | 3.1602 | 0.56594 | 1.2417 | 1.43 | 0.98619
|  | 0.56739 | 1.9 | 0.57175 | 3.2066 | 0.56739 | 1.2483 | 1.44 | 0.98637
|  | 0.56884 | 1.9017 | 0.5732 | 3.1917 | 0.56884 | 1.24 | 1.45 | 0.9843
|  | 0.5703 | 1.9117 | 0.57465 | 3.1948 | 0.5703 | 1.2417 | 1.46 | 0.98114
|  | 0.57175 | 1.9217 | 0.5761 | 3.1648 | 0.57175 | 1.2466 | 1.47 | 0.97994
|  | 0.5732 | 1.93 | 0.57755 | 3.147 | 0.5732 | 1.23 | 1.48 | 0.97765
|  | 0.57465 | 1.9283 | 0.579 | 3.173 | 0.57465 | 1.23 | 1.49 | 0.97775
|  | 0.5761 | 1.92 | 0.58046 | 3.1418 | 0.5761 | 1.23 | 1.5 | 0.97979
|  | 0.57755 | 1.92 | 0.58191 | 3.1482 | 0.57755 | 1.23 | 1.51 | 0.97869
|  | 0.579 | 1.9165 | 0.58336 | 3.1382 | 0.579 | 1.23 | 1.52 | 0.97762
|  | 0.58046 | 1.9018 | 0.58481 | 3.1264 | 0.58046 | 1.2318 | 1.53 | 0.97743
|  | 0.58191 | 1.9065 | 0.58626 | 3.1136 | 0.58191 | 1.2382 | 1.54 | 0.97542
|  | 0.58336 | 1.8882 | 0.58771 | 3.1391 | 0.58336 | 1.2282 | 1.55 | 0.97515
|  | 0.58481 | 1.88 | 0.58916 | 3.1745 | 0.58481 | 1.22 | 1.56 | 0.97696
|  | 0.58626 | 1.8782 | 0.59062 | 3.1463 | 0.58626 | 1.2218 | 1.57 | 0.97693
|  | 0.58771 | 1.87 | 0.59207 | 3.1226 | 0.58771 | 1.23 | 1.58 | 0.97476
|  | 0.58916 | 1.87 | 0.59352 | 3.0937 | 0.58916 | 1.23 | 1.59 | 0.97459
|  | 0.59062 | 1.87 | 0.59497 | 3.1119 | 0.59062 | 1.2282 | 1.6 | 0.97213
|  | 0.59207 | 1.8682 | 0.59642 | 3.1181 | 0.59207 | 1.2218 | 1.61 | 0.96882
|  | 0.59352 | 1.86 | 0.59787 | 3.1062 | 0.59352 | 1.2282 | 1.62 | 0.9669
|  | 0.59497 | 1.86 | 0.59932 | 3.0919 | 0.59497 | 1.2219 | 1.63 | 0.966
|  | 0.59642 | 1.8581 | 0.60078 | 3.1 | 0.59642 | 1.23 | 1.64 | 0.96436
|  | 0.59787 | 1.85 | 0.60223 | 3.1 | 0.59787 | 1.23 | 1.65 | 0.96386
|  | 0.59932 | 1.8481 | 0.60368 | 3.1 | 0.59932 | 1.2319 | 1.66 | 0.96113
|  | 0.60078 | 1.84 | 0.60513 | 3.1019 | 0.60078 | 1.2381 | 1.67 | 0.96078
|  | 0.60223 | 1.84 | 0.60658 | 3.1022 | 0.60223 | 1.2281 | 1.68 | 0.95992
|  | 0.60368 | 1.8381 | 0.60803 | 3.0739 | 0.60368 | 1.22 | 1.69 | 0.95714
|  | 0.60513 | 1.8339 | 0.60948 | 3.09 | 0.60513 | 1.2161 | 1.7 | 0.95791
|  | 0.60658 | 1.8519 | 0.61094 | 3.09 | 0.60658 | 1.2078 | 1.71 | 0.95614
|  | 0.60803 | 1.8561 | 0.61239 | 3.088 | 0.60803 | 1.2341 | 1.72 | 0.95561
|  | 0.60948 | 1.84 | 0.61384 | 3.082 | 0.60948 | 1.2139 | 1.73 | 0.95916
|  | 0.61094 | 1.8439 | 0.61529 | 3.088 | 0.61094 | 1.23 | 1.74 | 0.95829
|  | 0.61239 | 1.862 | 0.61674 | 3.078 | 0.61239 | 1.226 | 1.75 | 0.96047
|  | 0.61384 | 1.866 | 0.61819 | 3.07 | 0.61384 | 1.214 | 1.76 | 0.96119
|  | 0.61529 | 1.85 | 0.61965 | 3.07 | 0.61529 | 1.228 | 1.77 | 0.96185
|  | 0.61674 | 1.852 | 0.6211 | 3.0659 | 0.61674 | 1.218 | 1.78 | 0.95848
|  | 0.61819 | 1.86 | 0.62255 | 3.0562 | 0.61819 | 1.2141 | 1.79 | 0.9589
|  | 0.61965 | 1.86 | 0.624 | 3.08 | 0.61965 | 1.2259 | 1.8 | 0.96093
|  | 0.6211 | 1.86 | 0.62545 | 3.08 | 0.6211 | 1.21 | 1.81 | 0.95941
|  | 0.62255 | 1.86 | 0.6269 | 3.0779 | 0.62255 | 1.21 | 1.82 | 0.95949
|  | 0.624 | 1.8621 | 0.62835 | 3.0637 | 0.624 | 1.2079 | 1.83 | 0.95792
|  | 0.62545 | 1.87 | 0.6298 | 3.0421 | 0.62545 | 1.2021 | 1.84 | 0.95865
|  | 0.6269 | 1.87 | 0.63126 | 3.05 | 0.6269 | 1.21 | 1.85 | 0.95776
|  | 0.62835 | 1.8679 | 0.63271 | 3.05 | 0.62835 | 1.2079 | 1.86 | 0.95286
|  | 0.6298 | 1.8621 | 0.63416 | 3.0521 | 0.6298 | 1.2 | 1.87 | 0.95353
|  | 0.63126 | 1.87 | 0.63561 | 3.0579 | 0.63126 | 1.219 | 1.88 | 0.95003
|  | 0.63271 | 1.8721 | 0.63706 | 3.0522 | 0.63271 | 1.2709 | 1.89 | 0.94954
|  | 0.63416 | 1.88 | 0.63851 | 3.06 | 0.63416 | 1.2021 | 1.9 | 0.94881
|  | 0.63561 | 1.895 | 0.63997 | 3.06 | 0.63561 | 1.2121 | 1.91 | 0.94622
|  | 0.63706 | 1.9349 | 0.64142 | 3.0578 | 0.63706 | 1.2179 | 1.92 | 0.94312
|  | 0.63851 | 1.88 | 0.64287 | 3.0522 | 0.63851 | 1.21 | 1.93 | 0.94119
|  | 0.63997 | 1.88 | 0.64432 | 3.0556 | 0.63997 | 1.21 | 1.94 | 0.94003
|  | 0.64142 | 1.88 | 0.64577 | 3.0378 | 0.64142 | 1.21 | 1.95 | 0.93833
|  | 0.64287 | 1.8822 | 0.64722 | 3.0278 | 0.64287 | 1.2078 | 1.96 | 0.94123
|  | 0.64432 | 1.89 | 0.64867 | 3.02 | 0.64432 | 1.2 | 1.97 | 0.93933
|  | 0.64577 | 1.89 | 0.65012 | 3.02 | 0.64577 | 1.2 | 1.98 | 0.93916
|  | 0.64722 | 1.8856 | 0.65158 | 3.0223 | 0.64722 | 1.2022 | 1.99 | 0.93517
|  | 0.64867 | 1.8745 | 0.65303 | 3.03 | 0.64867 | 1.21 | 2 | 0.9372
|  | 0.65012 | 1.8922 | 0.65448 | 3.03 | 0.65012 | 1.2055 | 2.01 | 0.93523
|  | 0.65158 | 1.9 | 0.65593 | 3.0323 | 0.65158 | 1.1923 | 2.02 | 0.93585
|  | 0.65303 | 1.8977 | 0.65738 | 3.0377 | 0.65303 | 1.2 | 2.03 | 0.93178
|  | 0.65448 | 1.8923 | 0.65883 | 3.0254 | 0.65448 | 1.2 | 2.04 | 0.93916
|  | 0.65593 | 1.9 | 0.66029 | 3.0123 | 0.65593 | 1.2 | 2.05 | 0.94067
|  | 0.65738 | 1.9 | 0.66174 | 3.0153 | 0.65738 | 1.2023 | 2.06 | 0.94025
|  | 0.65883 | 1.9 | 0.66319 | 3.0023 | 0.65883 | 1.2077 | 2.07 | 0.94035
|  | 0.66029 | 1.9 | 0.66464 | 3.0124 | 0.66029 | 1.2 | 2.08 | 0.94286
|  | 0.66174 | 1.8977 | 0.66609 | 3.0176 | 0.66174 | 1.1977 | 2.09 | 0.94388
|  | 0.66319 | 1.8947 | 0.66754 | 3.0076 | 0.66319 | 1.19 | 2.1 | 0.94387
|  | 0.66464 | 1.9077 | 0.66899 | 3 | 0.66464 | 1.19 | 2.11 | 0.94594
|  | 0.66609 | 1.9023 | 0.67044 | 3.0048 | 0.66609 | 1.1924 | 2.12 | 0.94591
|  | 0.66754 | 1.9076 | 0.6719 | 3.0104 | 0.66754 | 1.1976 | 2.13 | 0.94793
|  | 0.66899 | 1.9024 | 0.67335 | 2.9872 | 0.66899 | 1.19 | 2.14 | 0.94898
|  | 0.67044 | 1.9076 | 0.6748 | 3.0076 | 0.67044 | 1.19 | 2.15 | 0.95037
|  | 0.6719 | 1.9024 | 0.67625 | 3 | 0.6719 | 1.19 | 2.16 | 0.94219
|  | 0.67335 | 1.9124 | 0.6777 | 3 | 0.67335 | 1.19 | 2.17 | 0.94264
|  | 0.6748 | 1.92 | 0.67915 | 2.9951 | 0.6748 | 1.19 | 2.18 | 0.94387
|  | 0.67625 | 1.92 | 0.68061 | 2.98 | 0.67625 | 1.19 | 2.19 | 0.94028
|  | 0.6777 | 1.92 | 0.68206 | 2.98 | 0.6777 | 1.19 | 2.2 | 0.94622
|  | 0.67915 | 1.9176 | 0.68351 | 2.9825 | 0.67915 | 1.19 | 2.21 | 0.94009
|  | 0.68061 | 1.9124 | 0.68496 | 2.99 | 0.68061 | 1.19 | 2.22 | 0.94296
|  | 0.68206 | 1.92 | 0.68641 | 2.99 | 0.68206 | 1.1925 | 2.23 | 0.94751
|  | 0.68351 | 1.92 | 0.68786 | 2.99 | 0.68351 | 1.2 | 2.24 | 0.94811
|  | 0.68496 | 1.92 | 0.68931 | 2.9875 | 0.68496 | 1.195 | 2.25 | 0.9375
|  | 0.68641 | 1.92 | 0.69077 | 2.98 | 0.68641 | 1.18 | 2.26 | 0.93464
|  | 0.68786 | 1.92 | 0.69222 | 2.9775 | 0.68786 | 1.1825 | 2.27 | 0.93327
|  | 0.68931 | 1.92 | 0.69367 | 2.9674 | 0.68931 | 1.19 | 2.28 | 0.93859
|  | 0.69077 | 1.9225 | 0.69512 | 2.9626 | 0.69077 | 1.19 | 2.29 | 0.94058
|  | 0.69222 | 1.9275 | 0.69657 | 2.9751 | 0.69222 | 1.19 | 2.3 | 0.93288
|  | 0.69367 | 1.92 | 0.69802 | 2.9874 | 0.69367 | 1.1875 | 2.31 | 0.92563
|  | 0.69512 | 1.92 | 0.69947 | 2.98 | 0.69512 | 1.18 | 2.32 | 0.93774
|  | 0.69657 | 1.9226 | 0.70093 | 2.98 | 0.69657 | 1.1826 | 2.33 | 0.93533
|  | 0.69802 | 1.93 | 0.70238 | 2.98 | 0.69802 | 1.1874 | 2.34 | 0.93514
|  | 0.69947 | 1.9274 | 0.70383 | 2.98 | 0.69947 | 1.1774 | 2.35 | 0.93408
|  | 0.70093 | 1.9226 | 0.70528 | 2.9774 | 0.70093 | 1.1726 | 2.36 | 0.92768
|  | 0.70238 | 1.93 | 0.70673 | 2.9674 | 0.70238 | 1.1826 | 2.37 | 0.93655
|  | 0.70383 | 1.9274 | 0.70818 | 2.96 | 0.70383 | 1.19 | 2.38 | 0.93162
|  | 0.70528 | 1.92 | 0.70964 | 2.96 | 0.70528 | 1.1874 | 2.39 | 0.94027
|  | 0.70673 | 1.92 | 0.71109 | 2.9627 | 0.70673 | 1.18 | 2.4 | 0.9385
|  | 0.70818 | 1.9226 | 0.71254 | 2.9646 | 0.70818 | 1.18 | 2.41 | 0.92989
|  | 0.70964 | 1.93 | 0.71399 | 2.95 | 0.70964 | 1.18 | 2.42 | 0.94262
|  | 0.71109 | 1.93 | 0.71544 | 2.9473 | 0.71109 | 1.1773 | 2.43 | 0.93776
|  | 0.71254 | 1.9327 | 0.71689 | 2.9427 | 0.71254 | 1.17 | 2.44 | 0.93393
|  | 0.71399 | 1.9373 | 0.71834 | 2.9473 | 0.71399 | 1.1727 | 2.45 | 0.94593
|  | 0.71544 | 1.93 | 0.71979 | 2.9427 | 0.71544 | 1.1773 | 2.46 | 0.93414
|  | 0.71689 | 1.93 | 0.72125 | 2.95 | 0.71689 | 1.1754 | 2.47 | 0.95618
|  | 0.71834 | 1.9327 | 0.7227 | 2.95 | 0.71834 | 1.1873 | 2.48 | 0.91452
|  | 0.71979 | 1.9373 | 0.72415 | 2.95 | 0.71979 | 1.1773 | 2.49 | 0.93583
|  | 0.72125 | 1.93 | 0.7256 | 2.95 | 0.72125 | 1.17 | 2.5 | 0.92897
|  | 0.7227 | 1.93 | 0.72705 | 2.95 | 0.7227 | 1.1727 | 2.51 | 0.92961
|  | 0.72415 | 1.9327 | 0.7285 | 2.9528 | 0.72415 | 1.1772 | 2.52 | 0.93208
|  | 0.7256 | 1.94 | 0.72996 | 2.9544 | 0.7256 | 1.17 | 2.53 | 0.94485
|  | 0.72705 | 1.9428 | 0.73141 | 2.9428 | 0.72705 | 1.1728 | 2.54 | 0.92665
|  | 0.7285 | 1.9472 | 0.73286 | 2.9472 | 0.7285 | 1.1772 | 2.55 | 0.94164
|  | 0.72996 | 1.9428 | 0.73431 | 2.94 | 0.72996 | 1.17 | 2.56 | 0.94072
|  | 0.73141 | 1.9528 | 0.73576 | 2.94 | 0.73141 | 1.1728 | 2.57 | 0.94135
|  | 0.73286 | 1.9628 | 0.73721 | 2.9429 | 0.73286 | 1.1772 | 2.58 | 0.94328
|  | 0.73431 | 1.9672 | 0.73866 | 2.9529 | 0.73431 | 1.1728 | 2.59 | 0.94507
|  | 0.73576 | 1.9628 | 0.74011 | 2.9571 | 0.73576 | 1.18 | 2.6 | 0.93894
|  | 0.73721 | 1.9672 | 0.74157 | 2.9558 | 0.73721 | 1.18 | 2.6098 | 0.92601
|  | 0.73866 | 1.9628 | 0.74302 | 2.9584 | 0.73866 | 1.1771 | 2.6197 | 0.92337
|  | 0.74011 | 1.9671 | 0.74447 | 2.9329 | 0.74011 | 1.17 | 2.6297 | 0.92512
|  | 0.74157 | 1.96 | 0.74592 | 2.9429 | 0.74157 | 1.17 | 2.6396 | 0.92244
|  | 0.74302 | 1.96 | 0.74737 | 2.9412 | 0.74302 | 1.1729 | 2.6495 | 0.92416
|  | 0.74447 | 1.9571 | 0.74882 | 2.9288 | 0.74447 | 1.1771 | 2.6597 | 0.9259
|  | 0.74592 | 1.95 | 0.75028 | 2.9471 | 0.74592 | 1.17 | 2.6696 | 0.92317
|  | 0.74737 | 1.9471 | 0.75173 | 2.94 | 0.74737 | 1.1671 | 2.6795 | 0.92484
|  | 0.74882 | 1.94 | 0.75318 | 2.94 | 0.74882 | 1.1629 | 2.6897 | 0.92653
|  | 0.75028 | 1.94 | 0.75463 | 2.943 | 0.75028 | 1.17 | 2.6996 | 0.92375
|  | 0.75173 | 1.9371 | 0.75608 | 2.947 | 0.75173 | 1.1729 | 2.7095 | 0.92537
|  | 0.75318 | 1.9329 | 0.75753 | 2.94 | 0.75318 | 1.177 | 2.7197 | 0.92261
|  | 0.75463 | 1.937 | 0.75898 | 2.937 | 0.75463 | 1.17 | 2.7296 | 0.92419
|  | 0.75608 | 1.93 | 0.76043 | 2.924 | 0.75608 | 1.17 | 2.7395 | 0.92136
|  | 0.75753 | 1.933 | 0.76189 | 2.916 | 0.75753 | 1.17 | 2.7496 | 0.92296
|  | 0.75898 | 1.94 | 0.76334 | 2.93 | 0.75898 | 1.17 | 2.7595 | 0.9201
|  | 0.76043 | 1.943 | 0.76479 | 2.93 | 0.76043 | 1.167 | 2.7697 | 0.92167
|  | 0.76189 | 1.947 | 0.76624 | 2.93 | 0.76189 | 1.163 | 2.7795 | 0.92318
|  | 0.76334 | 1.94 | 0.76769 | 2.93 | 0.76334 | 1.17 | 2.7897 | 0.92472
|  | 0.76479 | 1.943 | 0.76914 | 2.9238 | 0.76479 | 1.17 | 2.7995 | 0.92621
|  | 0.76624 | 1.95 | 0.7706 | 2.9131 | 0.76624 | 1.173 | 2.8097 | 0.92773
|  | 0.76769 | 1.95 | 0.77205 | 2.92 | 0.76769 | 1.1769 | 2.8195 | 0.92919
|  | 0.76914 | 1.95 | 0.7735 | 2.92 | 0.76914 | 1.1731 | 2.8296 | 0.93068
|  | 0.7706 | 1.9469 | 0.77495 | 2.9262 | 0.7706 | 1.18 | 2.8395 | 0.93212
|  | 0.77205 | 1.94 | 0.7764 | 2.94 | 0.77205 | 1.18 | 2.8496 | 0.93358
|  | 0.7735 | 1.9431 | 0.77785 | 2.94 | 0.7735 | 1.1769 | 2.8594 | 0.93499
|  | 0.77495 | 1.95 | 0.7793 | 2.94 | 0.77495 | 1.1669 | 2.8695 | 0.93643
|  | 0.7764 | 1.95 | 0.78076 | 2.94 | 0.7764 | 1.1631 | 2.8796 | 0.93785
|  | 0.77785 | 1.95 | 0.78221 | 2.94 | 0.77785 | 1.17 | 2.8894 | 0.93923
|  | 0.7793 | 1.9531 | 0.78366 | 2.9368 | 0.7793 | 1.1669 | 2.8995 | 0.94062
|  | 0.78076 | 1.96 | 0.78511 | 2.9332 | 0.78076 | 1.1631 | 2.9096 | 0.94201
|  | 0.78221 | 1.9631 | 0.78656 | 2.94 | 0.78221 | 1.1668 | 2.9194 | 0.94335
|  | 0.78366 | 1.97 | 0.78801 | 2.94 | 0.78366 | 1.1632 | 2.9295 | 0.94471
|  | 0.78511 | 1.9732 | 0.78946 | 2.94 | 0.78511 | 1.17 | 2.9396 | 0.94606
|  | 0.78656 | 1.98 | 0.79092 | 2.94 | 0.78656 | 1.17 | 2.9493 | 0.94736
|  | 0.78801 | 1.9832 | 0.79237 | 2.94 | 0.78801 | 1.17 | 2.9594 | 0.94869
|  | 0.78946 | 1.9932 | 0.79382 | 2.9432 | 0.78946 | 1.17 | 2.9695 | 0.95
|  | 0.79092 | 2.0032 | 0.79527 | 2.95 | 0.79092 | 1.17 | 2.9795 | 0.9513
|  | 0.79237 | 2.0132 | 0.79672 | 2.95 | 0.79237 | 1.17 | 2.9895 | 0.95259
|  | 0.79382 | 2.02 | 0.79817 | 2.9533 | 0.79382 | 1.1668 | 2.9996 | 0.95387
|  | 0.79527 | 2.0232 | 0.79963 | 2.9567 | 0.79527 | 1.1632 | 3.0093 | 0.9551
|  | 0.79672 | 2.03 | 0.80108 | 2.95 | 0.79672 | 1.17 | 3.0194 | 0.95635
|  | 0.79817 | 2.0235 | 0.80253 | 2.95 | 0.79817 | 1.1667 | 3.0294 | 0.95759
|  | 0.79963 | 2.0067 | 0.80398 | 2.9467 | 0.79963 | 1.1633 | 3.0394 | 0.95882
|  | 0.80108 | 2 | 0.80543 | 2.9433 | 0.80108 | 1.17 | 3.0494 | 0.96004
|  | 0.80253 | 1.9967 | 0.80688 | 2.9467 | 0.80253 | 1.1667 | 3.0594 | 0.96125
|  | 0.80398 | 1.9933 | 0.80833 | 2.94 | 0.80398 | 1.1633 | 3.0694 | 0.96244
|  | 0.80543 | 1.9967 | 0.80978 | 2.94 | 0.80543 | 1.1667 | 3.0794 | 0.96362
|  | 0.80688 | 1.99 | 0.81124 | 2.9366 | 0.80688 | 1.1666 | 3.0894 | 0.9648
|  | 0.80833 | 1.99 | 0.81269 | 2.9334 | 0.80833 | 1.1767 | 3.0994 | 0.96596
|  | 0.80978 | 1.9933 | 0.81414 | 2.9434 | 0.80978 | 1.1667 | 3.1094 | 0.9671
|  | 0.81124 | 1.9967 | 0.81559 | 2.9466 | 0.81124 | 1.16 | 3.1194 | 0.96824
|  | 0.81269 | 1.99 | 0.81704 | 2.94 | 0.81269 | 1.1634 | 3.1293 | 0.96937
|  | 0.81414 | 1.99 | 0.81849 | 2.94 | 0.81414 | 1.17 | 3.1393 | 0.97048
|  | 0.81559 | 1.99 | 0.81995 | 2.9434 | 0.81559 | 1.1734 | 3.1493 | 0.97159
|  | 0.81704 | 1.9832 | 0.8214 | 2.9466 | 0.81704 | 1.1766 | 3.1592 | 0.97268
|  | 0.81849 | 1.9768 | 0.82285 | 2.9434 | 0.81849 | 1.17 | 3.1694 | 0.97379
|  | 0.81995 | 1.9866 | 0.8243 | 2.9465 | 0.81995 | 1.17 | 3.1794 | 0.97486
|  | 0.8214 | 1.9834 | 0.82575 | 2.9435 | 0.8214 | 1.17 | 3.1893 | 0.97591
|  | 0.82285 | 1.99 | 0.8272 | 2.95 | 0.82285 | 1.17 | 3.1993 | 0.97696
|  | 0.8243 | 1.99 | 0.82865 | 2.95 | 0.8243 | 1.17 | 3.2092 | 0.978
|  | 0.82575 | 1.99 | 0.8301 | 2.95 | 0.82575 | 1.17 | 3.2194 | 0.97905
|  | 0.8272 | 1.9935 | 0.83156 | 2.9535 | 0.8272 | 1.17 | 3.2293 | 0.98007
|  | 0.82865 | 1.9965 | 0.83301 | 2.9565 | 0.82865 | 1.1735 | 3.2392 | 0.98107
|  | 0.8301 | 1.9935 | 0.83446 | 2.95 | 0.8301 | 1.173 | 3.2494 | 0.98209
|  | 0.83156 | 1.993 | 0.83591 | 2.9535 | 0.83156 | 1.167 | 3.2593 | 0.98308
|  | 0.83301 | 1.987 | 0.83736 | 2.9565 | 0.83301 | 1.1765 | 3.2692 | 0.98405
|  | 0.83446 | 1.9965 | 0.83881 | 2.95 | 0.83446 | 1.17 | 3.2794 | 0.98503
|  | 0.83591 | 1.99 | 0.84027 | 2.9464 | 0.83591 | 1.1735 | 3.2892 | 0.98599
|  | 0.83736 | 1.99 | 0.84172 | 2.9436 | 0.83736 | 1.1765 | 3.2994 | 0.98695
|  | 0.83881 | 1.99 | 0.84317 | 2.9464 | 0.83881 | 1.17 | 3.3093 | 0.98788
|  | 0.84027 | 1.99 | 0.84462 | 2.9436 | 0.84027 | 1.17 | 3.3191 | 0.9888
|  | 0.84172 | 1.9936 | 0.84607 | 2.9536 | 0.84172 | 1.1736 | 3.3293 | 0.98974
|  | 0.84317 | 1.9964 | 0.84752 | 2.9564 | 0.84317 | 1.1764 | 3.3391 | 0.99064
|  | 0.84462 | 1.99 | 0.84897 | 2.9609 | 0.84462 | 1.1664 | 3.3492 | 0.99155
|  | 0.84607 | 1.99 | 0.85042 | 2.9727 | 0.84607 | 1.1636 | 3.3594 | 0.99245
|  | 0.84752 | 1.9936 | 0.85188 | 2.96 | 0.84752 | 1.17 | 3.3692 | 0.99332
|  | 0.84897 | 1.9964 | 0.85333 | 2.9636 | 0.84897 | 1.17 | 3.3793 | 0.9942
|  | 0.85042 | 1.99 | 0.85478 | 2.9737 | 0.85042 | 1.1664 | 3.3891 | 0.99505
|  | 0.85188 | 1.9936 | 0.85623 | 2.9726 | 0.85188 | 1.1636 | 3.3992 | 0.99592
|  | 0.85333 | 2 | 0.85768 | 2.9674 | 0.85333 | 1.17 | 3.4093 | 0.99677
|  | 0.85478 | 1.9964 | 0.85913 | 2.98 | 0.85478 | 1.17 | 3.4191 | 0.99759
|  | 0.85623 | 1.99 | 0.86059 | 2.9763 | 0.85623 | 1.17 | 3.4292 | 0.99842
|  | 0.85768 | 1.99 | 0.86204 | 2.9663 | 0.85768 | 1.17 | 3.4392 | 0.99924
|  | 0.85913 | 1.9937 | 0.86349 | 2.9637 | 0.85913 | 1.17 | 3.4493 | 1.0001
|  | 0.86059 | 2 | 0.86494 | 2.9663 | 0.86059 | 1.17 | 3.4591 | 1.0008
|  | 0.86204 | 1.9963 | 0.86639 | 2.9563 | 0.86204 | 1.1663 | 3.4691 | 1.0016
|  | 0.86349 | 1.9937 | 0.86784 | 2.9538 | 0.86349 | 1.1637 | 3.4792 | 1.0024
|  | 0.86494 | 1.9963 | 0.86929 | 2.96 | 0.86494 | 1.1663 | 3.4892 | 1.0032
|  | 0.86639 | 1.99 | 0.87075 | 2.9562 | 0.86639 | 1.16 | 3.4992 | 1.0039
|  | 0.86784 | 1.99 | 0.8722 | 2.9538 | 0.86784 | 1.1637 | 3.5093 | 1.0047
|  | 0.86929 | 1.9825 | 0.87365 | 2.9562 | 0.86929 | 1.17 | 3.519 | 1.0054
|  | 0.87075 | 1.97 | 0.8751 | 2.9538 | 0.87075 | 1.1662 | 3.529 | 1.0062
|  | 0.8722 | 1.97 | 0.87655 | 2.96 | 0.8722 | 1.1638 | 3.539 | 1.0069
|  | 0.87365 | 1.97 | 0.878 | 2.9562 | 0.87365 | 1.1662 | 3.549 | 1.0076
|  | 0.8751 | 1.9662 | 0.87945 | 2.9577 | 0.8751 | 1.16 | 3.559 | 1.0083
|  | 0.87655 | 1.96 | 0.88091 | 2.9661 | 0.87655 | 1.1638 | 3.569 | 1.009
|  | 0.878 | 1.96 | 0.88236 | 2.96 | 0.878 | 1.17 | 3.579 | 1.0097
|  | 0.87945 | 1.9562 | 0.88381 | 2.96 | 0.87945 | 1.17 | 3.5892 | 1.0104
|  | 0.88091 | 1.95 | 0.88526 | 2.9561 | 0.88091 | 1.17 | 3.5992 | 1.0111
|  | 0.88236 | 1.95 | 0.88671 | 2.9617 | 0.88236 | 1.1662 | 3.6092 | 1.0117
|  | 0.88381 | 1.95 | 0.88816 | 2.98 | 0.88381 | 1.16 | 3.6191 | 1.0124
|  | 0.88526 | 1.95 | 0.88962 | 2.9839 | 0.88526 | 1.1639 | 3.6291 | 1.013
|  | 0.88671 | 1.9461 | 0.89107 | 2.9861 | 0.88671 | 1.1661 | 3.639 | 1.0137
|  | 0.88816 | 1.9361 | 0.89252 | 2.98 | 0.88816 | 1.1639 | 3.6492 | 1.0143
|  | 0.88962 | 1.93 | 0.89397 | 2.98 | 0.88962 | 1.17 | 3.6591 | 1.0149
|  | 0.89107 | 1.93 | 0.89542 | 2.98 | 0.89107 | 1.17 | 3.669 | 1.0155
|  | 0.89252 | 1.9261 | 0.89687 | 2.9721 | 0.89252 | 1.17 | 3.679 | 1.0162
|  | 0.89397 | 1.9161 | 0.89832 | 2.96 | 0.89397 | 1.17 | 3.6891 | 1.0168
|  | 0.89542 | 1.91 | 0.89977 | 2.956 | 0.89542 | 1.17 | 3.699 | 1.0173
|  | 0.89687 | 1.9061 | 0.90123 | 2.9619 | 0.89687 | 1.174 | 3.7089 | 1.0179
|  | 0.89832 | 1.9 | 0.90268 | 2.98 | 0.89832 | 1.1761 | 3.7191 | 1.0185
|  | 0.89977 | 1.9 | 0.90413 | 2.976 | 0.89977 | 1.17 | 3.729 | 1.0191
|  | 0.90123 | 1.8921 | 0.90558 | 2.978 | 0.90123 | 1.17 | 3.7391 | 1.0196
|  | 0.90268 | 1.884 | 0.90703 | 2.99 | 0.90268 | 1.174 | 3.749 | 1.0202
|  | 0.90413 | 1.89 | 0.90848 | 2.986 | 0.90413 | 1.176 | 3.7591 | 1.0207
|  | 0.90558 | 1.89 | 0.90994 | 2.9962 | 0.90558 | 1.17 | 3.7689 | 1.0213
|  | 0.90703 | 1.886 | 0.91139 | 3.0159 | 0.90703 | 1.17 | 3.7791 | 1.0218
|  | 0.90848 | 1.884 | 0.91284 | 3.0019 | 0.90848 | 1.17 | 3.7889 | 1.0223
|  | 0.90994 | 1.8819 | 0.91429 | 2.9859 | 0.90994 | 1.17 | 3.799 | 1.0229
|  | 0.91139 | 1.87 | 0.91574 | 2.9841 | 0.91139 | 1.17 | 3.8091 | 1.0234
|  | 0.91284 | 1.87 | 0.91719 | 2.99 | 0.91284 | 1.17 | 3.8189 | 1.0238
|  | 0.91429 | 1.8741 | 0.91864 | 2.9859 | 0.91429 | 1.17 | 3.829 | 1.0244
|  | 0.91574 | 1.88 | 0.9201 | 2.9882 | 0.91574 | 1.1659 | 3.839 | 1.0248
|  | 0.91719 | 1.8759 | 0.92155 | 2.9959 | 0.91719 | 1.1641 | 3.8491 | 1.0253
|  | 0.91864 | 1.8741 | 0.923 | 2.99 | 0.91864 | 1.17 | 3.8589 | 1.0258
|  | 0.9201 | 1.88 | 0.92445 | 2.9651 | 0.9201 | 1.17 | 3.8689 | 1.0263
|  | 0.92155 | 1.8759 | 0.9259 | 2.9383 | 0.92155 | 1.17 | 3.879 | 1.0267
|  | 0.923 | 1.87 | 0.92735 | 2.9625 | 0.923 | 1.17 | 3.889 | 1.0272
|  | 0.92445 | 1.8741 | 0.9288 | 2.9758 | 0.92445 | 1.17 | 3.899 | 1.0276
|  | 0.9259 | 1.88 | 0.93026 | 2.97 | 0.9259 | 1.1741 | 3.9091 | 1.028
|  | 0.92735 | 1.88 | 0.93171 | 2.9742 | 0.92735 | 1.1759 | 3.9191 | 1.0285
|  | 0.9288 | 1.8842 | 0.93316 | 2.9758 | 0.9288 | 1.1742 | 3.9288 | 1.0289
|  | 0.93026 | 1.89 | 0.93461 | 2.9742 | 0.93026 | 1.18 | 3.9388 | 1.0293
|  | 0.93171 | 1.89 | 0.93606 | 2.98 | 0.93171 | 1.18 | 3.949 | 1.0297
|  | 0.93316 | 1.8942 | 0.93751 | 2.9758 | 0.93316 | 1.1758 | 3.959 | 1.0301
|  | 0.93461 | 1.9 | 0.93896 | 2.9742 | 0.93461 | 1.1742 | 3.969 | 1.0305
|  | 0.93606 | 1.9 | 0.94042 | 2.98 | 0.93606 | 1.1758 | 3.979 | 1.0309
|  | 0.93751 | 1.9042 | 0.94187 | 2.98 | 0.93751 | 1.17 | 3.9889 | 1.0313
|  | 0.93896 | 1.9058 | 0.94332 | 2.9757 | 0.93896 | 1.17 | 3.9989 | 1.0317
|  | 0.94042 | 1.9 | 0.94477 | 2.9657 | 0.94042 | 1.1742 | 4.0088 | 1.0321
|  | 0.94187 | 1.9 | 0.94622 | 2.96 | 0.94187 | 1.1758 | 4.019 | 1.0324
|  | 0.94332 | 1.9043 | 0.94767 | 2.96 | 0.94332 | 1.17 | 4.0289 | 1.0328
|  | 0.94477 | 1.91 | 0.94912 | 2.96 | 0.94477 | 1.17 | 4.0389 | 1.0332
|  | 0.94622 | 1.9057 | 0.95058 | 2.96 | 0.94622 | 1.17 | 4.0488 | 1.0335
|  | 0.94767 | 1.9043 | 0.95203 | 2.96 | 0.94767 | 1.1743 | 4.0589 | 1.0338
|  | 0.94912 | 1.91 | 0.95348 | 2.96 | 0.94912 | 1.1757 | 4.0688 | 1.0342
|  | 0.95058 | 1.9057 | 0.95493 | 2.9644 | 0.95058 | 1.17 | 4.079 | 1.0345
|  | 0.95203 | 1.9043 | 0.95638 | 2.9656 | 0.95203 | 1.1657 | 4.0888 | 1.0348
|  | 0.95348 | 1.91 | 0.95783 | 2.9644 | 0.95348 | 1.16 | 4.0987 | 1.0352
|  | 0.95493 | 1.9143 | 0.95928 | 2.9744 | 0.95493 | 1.1643 | 4.1088 | 1.0355
|  | 0.95638 | 1.92 | 0.96074 | 2.98 | 0.95638 | 1.1657 | 4.1187 | 1.0358
|  | 0.95783 | 1.92 | 0.96219 | 2.9756 | 0.95783 | 1.1644 | 4.1288 | 1.0361
|  | 0.95928 | 1.9244 | 0.96364 | 2.97 | 0.95928 | 1.17 | 4.1389 | 1.0364
|  | 0.96074 | 1.9344 | 0.96509 | 2.97 | 0.96074 | 1.17 | 4.1487 | 1.0367
|  | 0.96219 | 1.94 | 0.96654 | 2.9744 | 0.96219 | 1.17 | 4.1588 | 1.037
|  | 0.96364 | 1.9444 | 0.96799 | 2.9844 | 0.96364 | 1.17 | 4.1689 | 1.0373
|  | 0.96509 | 1.95 | 0.96944 | 2.99 | 0.96509 | 1.17 | 4.1787 | 1.0375
|  | 0.96654 | 1.9544 | 0.9709 | 2.9945 | 0.96654 | 1.17 | 4.1888 | 1.0378
|  | 0.96799 | 1.9644 | 0.97235 | 3.0045 | 0.96799 | 1.1656 | 4.1988 | 1.038
|  | 0.96944 | 1.97 | 0.9738 | 3.001 | 0.96944 | 1.16 | 4.2088 | 1.0383
|  | 0.9709 | 1.97 | 0.97525 | 2.981 | 0.9709 | 1.16 | 4.2189 | 1.0386
|  | 0.97235 | 1.9745 | 0.9767 | 2.9655 | 0.97235 | 1.16 | 4.2287 | 1.0388
|  | 0.9738 | 1.98 | 0.97815 | 2.9645 | 0.9738 | 1.16 | 4.2387 | 1.0391
|  | 0.97525 | 1.98 | 0.9796 | 2.9655 | 0.97525 | 1.16 | 4.2487 | 1.0393
|  | 0.9767 | 1.98 | 0.98106 | 2.96 | 0.9767 | 1.16 | 4.2587 | 1.0395
|  | 0.97815 | 1.9755 | 0.98251 | 2.9555 | 0.97815 | 1.16 | 4.2687 | 1.0398
|  | 0.9796 | 1.9745 | 0.98396 | 2.9455 | 0.9796 | 1.16 | 4.2786 | 1.04
|  | 0.98106 | 1.98 | 0.98541 | 2.9446 | 0.98106 | 1.16 | 4.2886 | 1.0402
|  | 0.98251 | 1.98 | 0.98686 | 2.9592 | 0.98251 | 1.1555 | 4.2988 | 1.0404
|  | 0.98396 | 1.98 | 0.98831 | 2.9746 | 0.98396 | 1.15 | 4.3088 | 1.0406
|  | 0.98541 | 1.9754 | 0.98977 | 2.98 | 0.98541 | 1.1546 | 4.3187 | 1.0408
|  | 0.98686 | 1.9746 | 0.99122 | 2.9846 | 0.98686 | 1.16 | 4.3287 | 1.041
|  | 0.98831 | 1.9754 | 0.99267 | 2.99 | 0.98831 | 1.16 | 4.3386 | 1.0412
|  | 0.98977 | 1.97 | 0.99412 | 2.99 | 0.98977 | 1.16 | 4.3488 | 1.0414
|  | 0.99122 | 1.97 | 0.99557 | 2.99 | 0.99122 | 1.16 | 4.3587 | 1.0416
|  | 0.99267 | 1.97 | 0.99702 | 2.9854 | 0.99267 | 1.16 | 4.3686 | 1.0418
|  | 0.99412 | 1.97 | 0.99847 | 2.9753 | 0.99412 | 1.16 | 4.3788 | 1.042
|  | 0.99557 | 1.9607 | 0.99992 | 2.9747 | 0.99557 | 1.16 | 4.3886 | 1.0422
|  | 0.99702 | 1.95 | 1.0014 | 2.98 | 0.99702 | 1.1646 | 4.3988 | 1.0423
|  | 0.99847 | 1.9453 | 1.0028 | 2.98 | 0.99847 | 1.1654 | 4.4086 | 1.0425
|  | 0.99992 | 1.9353 | 1.0043 | 2.98 | 0.99992 | 1.1554 | 4.4188 | 1.0427
|  | 1.0014 | 1.9347 | 1.0057 | 2.98 | 1.0014 | 1.15 | 4.4286 | 1.0428
|  | 1.0028 | 1.9306 | 1.0072 | 2.9753 | 1.0028 | 1.1547 | 4.4387 | 1.043
|  | 1.0043 | 1.92 | 1.0086 | 2.97 | 1.0043 | 1.1553 | 4.4485 | 1.0431
|  | 1.0057 | 1.9247 | 1.0101 | 2.9747 | 1.0057 | 1.1547 | 4.4586 | 1.0433
|  | 1.0072 | 1.9206 | 1.0115 | 2.9705 | 1.0072 | 1.1553 | 4.4687 | 1.0434
|  | 1.0086 | 1.91 | 1.013 | 2.96 | 1.0086 | 1.15 | 4.4787 | 1.0435
|  | 1.0101 | 1.91 | 1.0144 | 2.96 | 1.0101 | 1.1453 | 4.4885 | 1.0437
|  | 1.0115 | 1.9005 | 1.0159 | 2.96 | 1.0115 | 1.1447 | 4.4986 | 1.0438
|  | 1.013 | 1.89 | 1.0173 | 2.9552 | 1.013 | 1.15 | 4.5086 | 1.0439
|  | 1.0144 | 1.8947 | 1.0188 | 2.9596 | 1.0144 | 1.1547 | 4.5186 | 1.044
|  | 1.0159 | 1.9 | 1.0203 | 2.9748 | 1.0159 | 1.16 | 4.5286 | 1.0442
|  | 1.0173 | 1.9 | 1.0217 | 2.9752 | 1.0173 | 1.1504 | 4.5386 | 1.0443
|  | 1.0188 | 1.8904 | 1.0232 | 2.97 | 1.0188 | 1.1448 | 4.5486 | 1.0444
|  | 1.0203 | 1.8848 | 1.0246 | 2.9845 | 1.0203 | 1.1404 | 4.5586 | 1.0445
|  | 1.0217 | 1.89 | 1.026 | 2.9952 | 1.0217 | 1.1348 | 4.5686 | 1.0446
|  | 1.0232 | 1.89 | 1.0275 | 2.99 | 1.0232 | 1.14 | 4.5785 | 1.0447
|  | 1.0246 | 1.8852 | 1.029 | 2.99 | 1.0246 | 1.14 | 4.5885 | 1.0448
|  | 1.026 | 1.8848 | 1.0304 | 2.9851 | 1.026 | 1.1448 | 4.5987 | 1.0449
|  | 1.0275 | 1.89 | 1.0319 | 2.98 | 1.0275 | 1.15 | 4.6086 | 1.045
|  | 1.029 | 1.8852 | 1.0333 | 2.9849 | 1.029 | 1.15 | 4.6185 | 1.0451
|  | 1.0304 | 1.88 | 1.0348 | 2.9753 | 1.0304 | 1.15 | 4.6284 | 1.0452
|  | 1.0319 | 1.8849 | 1.0362 | 2.9551 | 1.0319 | 1.1451 | 4.6386 | 1.0452
|  | 1.0333 | 1.89 | 1.0377 | 2.9451 | 1.0333 | 1.1449 | 4.6485 | 1.0453
|  | 1.0348 | 1.8949 | 1.0391 | 2.94 | 1.0348 | 1.15 | 4.6586 | 1.0454
|  | 1.0362 | 1.8902 | 1.0406 | 2.9301 | 1.0362 | 1.15 | 4.6685 | 1.0455
|  | 1.0377 | 1.8751 | 1.042 | 2.915 | 1.0377 | 1.15 | 4.6786 | 1.0455
|  | 1.0391 | 1.8749 | 1.0435 | 2.9447 | 1.0391 | 1.15 | 4.6884 | 1.0456
|  | 1.0406 | 1.88 | 1.0449 | 2.9651 | 1.0406 | 1.1451 | 4.6985 | 1.0457
|  | 1.042 | 1.88 | 1.0464 | 2.95 | 1.042 | 1.14 | 4.7086 | 1.0457
|  | 1.0435 | 1.88 | 1.0478 | 2.945 | 1.0435 | 1.14 | 4.7184 | 1.0458
|  | 1.0449 | 1.885 | 1.0493 | 2.945 | 1.0449 | 1.14 | 4.7285 | 1.0458
|  | 1.0464 | 1.89 | 1.0507 | 2.945 | 1.0464 | 1.145 | 4.7386 | 1.0459
|  | 1.0478 | 1.89 | 1.0522 | 2.9501 | 1.0478 | 1.145 | 4.7486 | 1.0459
|  | 1.0493 | 1.89 | 1.0536 | 2.9449 | 1.0493 | 1.145 | 4.7584 | 1.046
|  | 1.0507 | 1.895 | 1.0551 | 2.935 | 1.0507 | 1.14 | 4.7684 | 1.046
|  | 1.0522 | 1.895 | 1.0565 | 2.9349 | 1.0522 | 1.14 | 4.7784 | 1.0461
|  | 1.0536 | 1.885 | 1.058 | 2.9351 | 1.0536 | 1.145 | 4.7884 | 1.0461
|  | 1.0551 | 1.885 | 1.0594 | 2.9451 | 1.0551 | 1.14 | 4.7984 | 1.0461
|  | 1.0565 | 1.89 | 1.0609 | 2.95 | 1.0565 | 1.14 | 4.8084 | 1.0462
|  | 1.058 | 1.895 | 1.0623 | 2.9398 | 1.058 | 1.14 | 4.8183 | 1.0462
|  | 1.0594 | 1.8949 | 1.0638 | 2.9351 | 1.0594 | 1.14 | 4.8285 | 1.0462
|  | 1.0609 | 1.89 | 1.0652 | 2.9349 | 1.0609 | 1.14 | 4.8385 | 1.0462
|  | 1.0623 | 1.8849 | 1.0667 | 2.9198 | 1.0623 | 1.1349 | 4.8484 | 1.0463
|  | 1.0638 | 1.8902 | 1.0681 | 2.9203 | 1.0638 | 1.13 | 4.8583 | 1.0463
|  | 1.0652 | 1.9 | 1.0696 | 2.93 | 1.0652 | 1.13 | 4.8685 | 1.0463
|  | 1.0667 | 1.9051 | 1.0711 | 2.93 | 1.0667 | 1.1249 | 4.8784 | 1.0463
|  | 1.0681 | 1.9049 | 1.0725 | 2.9403 | 1.0681 | 1.1251 | 4.8885 | 1.0463
|  | 1.0696 | 1.9 | 1.0739 | 2.95 | 1.0696 | 1.13 | 4.8984 | 1.0463
|  | 1.0711 | 1.9 | 1.0754 | 2.9396 | 1.0711 | 1.1352 | 4.9085 | 1.0463
|  | 1.0725 | 1.9 | 1.0769 | 2.93 | 1.0725 | 1.1348 | 4.9184 | 1.0463
|  | 1.0739 | 1.9 | 1.0783 | 2.93 | 1.0739 | 1.1352 | 4.9284 | 1.0464
|  | 1.0754 | 1.9 | 1.0798 | 2.93 | 1.0754 | 1.1348 | 4.9383 | 1.0464
|  | 1.0769 | 1.9052 | 1.0812 | 2.93 | 1.0769 | 1.1352 | 4.9483 | 1.0464
|  | 1.0783 | 1.9152 | 1.0827 | 2.9195 | 1.0783 | 1.1452 | 4.9584 | 1.0463
|  | 1.0798 | 1.9148 | 1.0841 | 2.9152 | 1.0798 | 1.1448 | 4.9684 | 1.0463
|  | 1.0812 | 1.9152 | 1.0856 | 2.9253 | 1.0812 | 1.1348 | 4.9784 | 1.0463
|  | 1.0827 | 1.92 | 1.087 | 2.9353 | 1.0827 | 1.13 | 4.9882 | 1.0463
|  | 1.0841 | 1.92 | 1.0885 | 2.9347 | 1.0841 | 1.1352 | 4.9982 | 1.0463
|  | 1.0856 | 1.92 | 1.0899 | 2.93 | 1.0856 | 1.1348 | 5.0085 | 1.0463
|  | 1.087 | 1.92 | 1.0914 | 2.9141 | 1.087 | 1.13 | 5.0183 | 1.0463
|  | 1.0885 | 1.92 | 1.0928 | 2.9 | 1.0885 | 1.1247 | 5.0282 | 1.0463
|  | 1.0899 | 1.92 | 1.0943 | 2.8947 | 1.0899 | 1.1253 | 5.038 | 1.0463
|  | 1.0914 | 1.92 | 1.0957 | 2.9007 | 1.0914 | 1.13 | 5.0486 | 1.0462
|  | 1.0928 | 1.92 | 1.0972 | 2.9207 | 1.0928 | 1.1247 | 5.0584 | 1.0462
|  | 1.0943 | 1.9253 | 1.0986 | 2.93 | 1.0943 | 1.1253 | 5.0682 | 1.0462
|  | 1.0957 | 1.9194 | 1.1001 | 2.93 | 1.0957 | 1.13 | 5.078 | 1.0462
|  | 1.0972 | 1.9153 | 1.1015 | 2.9193 | 1.0972 | 1.1247 | 5.0886 | 1.0461
|  | 1.0986 | 1.9147 | 1.103 | 2.8992 | 1.0986 | 1.12 | 5.0984 | 1.0461
|  | 1.1001 | 1.9153 | 1.1044 | 2.89 | 1.1001 | 1.12 | 5.1082 | 1.0461
|  | 1.1015 | 1.9146 | 1.1059 | 2.89 | 1.1015 | 1.12 | 5.118 | 1.0461
|  | 1.103 | 1.91 | 1.1073 | 2.8954 | 1.103 | 1.12 | 5.1285 | 1.046
|  | 1.1044 | 1.91 | 1.1088 | 2.9 | 1.1044 | 1.1254 | 5.1384 | 1.046
|  | 1.1059 | 1.9046 | 1.1102 | 2.9054 | 1.1059 | 1.1246 | 5.1482 | 1.046
|  | 1.1073 | 1.9 | 1.1117 | 2.9154 | 1.1073 | 1.12 | 5.158 | 1.0459
|  | 1.1088 | 1.9 | 1.1131 | 2.9255 | 1.1088 | 1.12 | 5.1685 | 1.0459
|  | 1.1102 | 1.8892 | 1.1146 | 2.93 | 1.1102 | 1.12 | 5.1783 | 1.0459
|  | 1.1117 | 1.88 | 1.116 | 2.93 | 1.1117 | 1.12 | 5.1881 | 1.0458
|  | 1.1131 | 1.88 | 1.1175 | 2.9136 | 1.1131 | 1.12 | 5.1979 | 1.0458
|  | 1.1146 | 1.8746 | 1.1189 | 2.9 | 1.1146 | 1.12 | 5.2085 | 1.0457
|  | 1.116 | 1.8645 | 1.1204 | 2.9 | 1.116 | 1.1255 | 5.2183 | 1.0457
|  | 1.1175 | 1.8545 | 1.1219 | 2.9055 | 1.1175 | 1.1245 | 5.2281 | 1.0456
|  | 1.1189 | 1.8555 | 1.1233 | 2.91 | 1.1189 | 1.12 | 5.2379 | 1.0456
|  | 1.1204 | 1.86 | 1.1247 | 2.9211 | 1.1204 | 1.1255 | 5.2484 | 1.0455
|  | 1.1219 | 1.86 | 1.1262 | 2.9189 | 1.1219 | 1.13 | 5.2582 | 1.0455
|  | 1.1233 | 1.86 | 1.1277 | 2.8989 | 1.1233 | 1.1245 | 5.268 | 1.0455
|  | 1.1247 | 1.8545 | 1.1291 | 2.8789 | 1.1247 | 1.12 | 5.2786 | 1.0454
|  | 1.1262 | 1.8445 | 1.1306 | 2.8644 | 1.1262 | 1.1255 | 5.2883 | 1.0454
|  | 1.1277 | 1.84 | 1.132 | 2.8767 | 1.1277 | 1.1245 | 5.2981 | 1.0453
|  | 1.1291 | 1.84 | 1.1335 | 2.9012 | 1.1291 | 1.12 | 5.3079 | 1.0453
|  | 1.1306 | 1.8344 | 1.1349 | 2.9212 | 1.1306 | 1.12 | 5.3185 | 1.0452
|  | 1.132 | 1.8244 | 1.1364 | 2.9356 | 1.132 | 1.12 | 5.3282 | 1.0451
|  | 1.1335 | 1.8256 | 1.1378 | 2.9288 | 1.1335 | 1.12 | 5.338 | 1.0451
|  | 1.1349 | 1.8244 | 1.1393 | 2.9087 | 1.1349 | 1.12 | 5.3478 | 1.045
|  | 1.1364 | 1.82 | 1.1407 | 2.9 | 1.1364 | 1.1256 | 5.3583 | 1.045
|  | 1.1378 | 1.8144 | 1.1422 | 2.9057 | 1.1378 | 1.1244 | 5.3681 | 1.0449
|  | 1.1393 | 1.81 | 1.1436 | 2.8987 | 1.1393 | 1.12 | 5.3779 | 1.0449
|  | 1.1407 | 1.81 | 1.1451 | 2.89 | 1.1407 | 1.1256 | 5.3884 | 1.0448
|  | 1.1422 | 1.8156 | 1.1465 | 2.8843 | 1.1422 | 1.13 | 5.3982 | 1.0447
|  | 1.1436 | 1.8143 | 1.148 | 2.8743 | 1.1436 | 1.1244 | 5.408 | 1.0447
|  | 1.1451 | 1.8156 | 1.1494 | 2.8871 | 1.1451 | 1.1257 | 5.4178 | 1.0446
|  | 1.1465 | 1.8143 | 1.1509 | 2.8943 | 1.1465 | 1.1243 | 5.4283 | 1.0445
|  | 1.148 | 1.81 | 1.1523 | 2.89 | 1.148 | 1.12 | 5.4381 | 1.0445
|  | 1.1494 | 1.8043 | 1.1538 | 2.8786 | 1.1494 | 1.12 | 5.4478 | 1.0444
|  | 1.1509 | 1.8114 | 1.1552 | 2.8643 | 1.1509 | 1.12 | 5.4584 | 1.0443
|  | 1.1523 | 1.8086 | 1.1567 | 2.8657 | 1.1523 | 1.1257 | 5.4681 | 1.0443
|  | 1.1538 | 1.8 | 1.1581 | 2.8758 | 1.1538 | 1.13 | 5.4779 | 1.0442
|  | 1.1552 | 1.8 | 1.1596 | 2.8742 | 1.1552 | 1.1243 | 5.4884 | 1.0441
|  | 1.1567 | 1.8057 | 1.161 | 2.8642 | 1.1567 | 1.1257 | 5.4982 | 1.0441
|  | 1.1581 | 1.8042 | 1.1625 | 2.8484 | 1.1581 | 1.13 | 5.5079 | 1.044
|  | 1.1596 | 1.8058 | 1.1639 | 2.84 | 1.1596 | 1.1242 | 5.5177 | 1.044
|  | 1.161 | 1.8042 | 1.1654 | 2.84 | 1.161 | 1.1258 | 5.5282 | 1.0439
|  | 1.1625 | 1.8 | 1.1668 | 2.84 | 1.1625 | 1.1242 | 5.538 | 1.0438
|  | 1.1639 | 1.7942 | 1.1683 | 2.8575 | 1.1639 | 1.12 | 5.5477 | 1.0438
|  | 1.1654 | 1.7958 | 1.1698 | 2.8642 | 1.1654 | 1.12 | 5.5583 | 1.0437
|  | 1.1668 | 1.8 | 1.1712 | 2.86 | 1.1668 | 1.1258 | 5.568 | 1.0436
|  | 1.1683 | 1.8 | 1.1726 | 2.86 | 1.1683 | 1.13 | 5.5778 | 1.0435
|  | 1.1698 | 1.8 | 1.1741 | 2.8541 | 1.1698 | 1.13 | 5.5883 | 1.0435
|  | 1.1712 | 1.7942 | 1.1756 | 2.8559 | 1.1712 | 1.1358 | 5.598 | 1.0434
|  | 1.1726 | 1.79 | 1.177 | 2.8659 | 1.1726 | 1.14 | 5.6078 | 1.0433
|  | 1.1741 | 1.79 | 1.1784 | 2.8759 | 1.1741 | 1.1341 | 5.6183 | 1.0433
|  | 1.1756 | 1.7959 | 1.1799 | 2.8682 | 1.1756 | 1.13 | 5.628 | 1.0432
|  | 1.177 | 1.7941 | 1.1814 | 2.8482 | 1.177 | 1.1359 | 5.6378 | 1.0431
|  | 1.1784 | 1.79 | 1.1828 | 2.84 | 1.1784 | 1.1341 | 5.6483 | 1.0431
|  | 1.1799 | 1.7959 | 1.1843 | 2.84 | 1.1799 | 1.1359 | 5.658 | 1.043
|  | 1.1814 | 1.7941 | 1.1857 | 2.8519 | 1.1814 | 1.1341 | 5.6678 | 1.0429
|  | 1.1828 | 1.79 | 1.1872 | 2.86 | 1.1828 | 1.13 | 5.6783 | 1.0428
|  | 1.1843 | 1.7841 | 1.1886 | 2.866 | 1.1843 | 1.13 | 5.688 | 1.0428
|  | 1.1857 | 1.78 | 1.1901 | 2.858 | 1.1857 | 1.13 | 5.6978 | 1.0427
|  | 1.1872 | 1.78 | 1.1915 | 2.838 | 1.1872 | 1.13 | 5.7082 | 1.0426
|  | 1.1886 | 1.774 | 1.193 | 2.83 | 1.1886 | 1.1181 | 5.718 | 1.0426
|  | 1.1901 | 1.776 | 1.1944 | 2.824 | 1.1901 | 1.116 | 5.7277 | 1.0425
|  | 1.1915 | 1.78 | 1.1959 | 2.838 | 1.1915 | 1.12 | 5.7382 | 1.0424
|  | 1.193 | 1.78 | 1.1973 | 2.862 | 1.193 | 1.12 | 5.748 | 1.0423
|  | 1.1944 | 1.78 | 1.1988 | 2.87 | 1.1944 | 1.12 | 5.7577 | 1.0423
|  | 1.1959 | 1.78 | 1.2002 | 2.8639 | 1.1959 | 1.12 | 5.7682 | 1.0422
|  | 1.1973 | 1.78 | 1.2017 | 2.8479 | 1.1973 | 1.12 | 5.7779 | 1.0421
|  | 1.1988 | 1.78 | 1.2031 | 2.8339 | 1.1988 | 1.12 | 5.7876 | 1.0421
|  | 1.2002 | 1.78 | 1.2046 | 2.8239 | 1.2002 | 1.12 | 5.7981 | 1.042
|  | 1.2017 | 1.78 | 1.206 | 2.82 | 1.2017 | 1.12 | 5.8078 | 1.0419
|  | 1.2031 | 1.7861 | 1.2075 | 2.8383 | 1.2031 | 1.12 | 5.8176 | 1.0419
|  | 1.2046 | 1.7839 | 1.2089 | 2.8439 | 1.2046 | 1.1139 | 5.828 | 1.0418
|  | 1.206 | 1.78 | 1.2104 | 2.8339 | 1.206 | 1.11 | 5.8378 | 1.0417
|  | 1.2075 | 1.7739 | 1.2118 | 2.83 | 1.2075 | 1.11 | 5.8475 | 1.0416
|  | 1.2089 | 1.77 | 1.2133 | 2.8361 | 1.2089 | 1.1039 | 5.858 | 1.0416
|  | 1.2104 | 1.7761 | 1.2147 | 2.8461 | 1.2104 | 1.1 | 5.8677 | 1.0415
|  | 1.2118 | 1.7739 | 1.2162 | 2.85 | 1.2118 | 1.1 | 5.8781 | 1.0414
|  | 1.2133 | 1.77 | 1.2176 | 2.8377 | 1.2133 | 1.0939 | 5.8879 | 1.0414
|  | 1.2147 | 1.77 | 1.2191 | 2.8176 | 1.2147 | 1.09 | 5.8976 | 1.0413
|  | 1.2162 | 1.77 | 1.2206 | 2.8162 | 1.2162 | 1.0961 | 5.9081 | 1.0412
|  | 1.2176 | 1.7638 | 1.222 | 2.8324 | 1.2176 | 1.1 | 5.9178 | 1.0412
|  | 1.2191 | 1.7662 | 1.2234 | 2.8338 | 1.2191 | 1.1 | 5.9275 | 1.0411
|  | 1.2206 | 1.7638 | 1.2249 | 2.8424 | 1.2206 | 1.0938 | 5.9379 | 1.041
|  | 1.222 | 1.76 | 1.2264 | 2.8438 | 1.222 | 1.09 | 5.9477 | 1.041
|  | 1.2234 | 1.76 | 1.2278 | 2.8338 | 1.2234 | 1.09 | 5.9581 | 1.0409
|  | 1.2249 | 1.76 | 1.2292 | 2.8237 | 1.2249 | 1.0962 | 5.9678 | 1.0408
|  | 1.2264 | 1.7662 | 1.2307 | 2.8075 | 1.2264 | 1.0938 | 5.9775 | 1.0408
|  | 1.2278 | 1.7762 | 1.2322 | 2.7937 | 1.2278 | 1.0838 | 5.988 | 1.0407
|  | 1.2292 | 1.7738 | 1.2336 | 2.7963 | 1.2292 | 1.08 | 5.9977 | 1.0406
|  | 1.2307 | 1.7638 | 1.2351 | 2.8126 | 1.2307 | 1.08 | 6.0081 | 1.0406
|  | 1.2322 | 1.7537 | 1.2365 | 2.82 | 1.2322 | 1.08 | 6.0178 | 1.0405
|  | 1.2336 | 1.7563 | 1.238 | 2.82 | 1.2336 | 1.0863 | 6.0275 | 1.0405
|  | 1.2351 | 1.76 | 1.2394 | 2.82 | 1.2351 | 1.0837 | 6.038 | 1.0404
|  | 1.2365 | 1.76 | 1.2409 | 2.8137 | 1.2365 | 1.0863 | 6.0477 | 1.0403
|  | 1.238 | 1.7663 | 1.2423 | 2.81 | 1.238 | 1.09 | 6.0574 | 1.0403
|  | 1.2394 | 1.77 | 1.2438 | 2.81 | 1.2394 | 1.0837 | 6.0678 | 1.0402
|  | 1.2409 | 1.77 | 1.2452 | 2.8036 | 1.2409 | 1.0863 | 6.0775 | 1.0401
|  | 1.2423 | 1.77 | 1.2467 | 2.8064 | 1.2423 | 1.0963 | 6.088 | 1.0401
|  | 1.2438 | 1.77 | 1.2481 | 2.81 | 1.2438 | 1.0937 | 6.0976 | 1.04
|  | 1.2452 | 1.7636 | 1.2496 | 2.8164 | 1.2452 | 1.0837 | 6.1081 | 1.04
|  | 1.2467 | 1.7664 | 1.251 | 2.82 | 1.2467 | 1.08 | 6.1178 | 1.0399
|  | 1.2481 | 1.7636 | 1.2525 | 2.8264 | 1.2481 | 1.08 | 6.1275 | 1.0399
|  | 1.2496 | 1.76 | 1.2539 | 2.83 | 1.2496 | 1.0864 | 6.1379 | 1.0398
|  | 1.251 | 1.7664 | 1.2554 | 2.8428 | 1.251 | 1.09 | 6.1476 | 1.0397
|  | 1.2525 | 1.7636 | 1.2568 | 2.8371 | 1.2525 | 1.09 | 6.158 | 1.0397
|  | 1.2539 | 1.76 | 1.2583 | 2.83 | 1.2539 | 1.0836 | 6.1677 | 1.0396
|  | 1.2554 | 1.76 | 1.2597 | 2.8171 | 1.2554 | 1.0864 | 6.1774 | 1.0396
|  | 1.2568 | 1.7664 | 1.2612 | 2.7971 | 1.2568 | 1.0836 | 6.1878 | 1.0395
|  | 1.2583 | 1.7636 | 1.2626 | 2.7835 | 1.2583 | 1.08 | 6.1975 | 1.0395
|  | 1.2597 | 1.76 | 1.2641 | 2.793 | 1.2597 | 1.08 | 6.2079 | 1.0394
|  | 1.2612 | 1.7535 | 1.2655 | 2.826 | 1.2612 | 1.08 | 6.2176 | 1.0394
|  | 1.2626 | 1.75 | 1.267 | 2.8595 | 1.2626 | 1.08 | 6.228 | 1.0393
|  | 1.2641 | 1.7565 | 1.2684 | 2.8635 | 1.2641 | 1.08 | 6.2377 | 1.0393
|  | 1.2655 | 1.7535 | 1.2699 | 2.8404 | 1.2655 | 1.0735 | 6.2473 | 1.0392
|  | 1.267 | 1.75 | 1.2713 | 2.8169 | 1.267 | 1.0765 | 6.2578 | 1.0392
|  | 1.2684 | 1.75 | 1.2728 | 2.7969 | 1.2684 | 1.0735 | 6.2674 | 1.0392
|  | 1.2699 | 1.75 | 1.2743 | 2.7966 | 1.2699 | 1.07 | 6.2778 | 1.0391
|  | 1.2713 | 1.7565 | 1.2757 | 2.8197 | 1.2713 | 1.0765 | 6.2875 | 1.0391
|  | 1.2728 | 1.7535 | 1.2772 | 2.83 | 1.2728 | 1.0735 | 6.2979 | 1.039
|  | 1.2743 | 1.75 | 1.2786 | 2.83 | 1.2743 | 1.0765 | 6.3076 | 1.039
|  | 1.2757 | 1.75 | 1.28 | 2.8168 | 1.2757 | 1.0734 | 6.3173 | 1.0389
|  | 1.2772 | 1.75 | 1.2815 | 2.8298 | 1.2772 | 1.0766 | 6.3277 | 1.0389
|  | 1.2786 | 1.75 | 1.283 | 2.84 | 1.2786 | 1.0734 | 6.3373 | 1.0389
|  | 1.28 | 1.75 | 1.2844 | 2.84 | 1.28 | 1.0766 | 6.3477 | 1.0388
|  | 1.2815 | 1.7434 | 1.2859 | 2.8334 | 1.2815 | 1.0734 | 6.3574 | 1.0388
|  | 1.283 | 1.7466 | 1.2873 | 2.8167 | 1.283 | 1.07 | 6.3678 | 1.0387
|  | 1.2844 | 1.75 | 1.2888 | 2.8034 | 1.2844 | 1.07 | 6.3774 | 1.0387
|  | 1.2859 | 1.75 | 1.2902 | 2.8067 | 1.2859 | 1.07 | 6.3878 | 1.0387
|  | 1.2873 | 1.7434 | 1.2917 | 2.8234 | 1.2873 | 1.0634 | 6.3975 | 1.0386
|  | 1.2888 | 1.7467 | 1.2931 | 2.8233 | 1.2888 | 1.0667 | 6.4079 | 1.0386
|  | 1.2902 | 1.75 | 1.2946 | 2.8133 | 1.2902 | 1.0633 | 6.4175 | 1.0386
|  | 1.2917 | 1.75 | 1.296 | 2.81 | 1.2917 | 1.0667 | 6.4272 | 1.0385
|  | 1.2931 | 1.75 | 1.2975 | 2.8033 | 1.2931 | 1.07 | 6.4376 | 1.0385
|  | 1.2946 | 1.75 | 1.2989 | 2.8 | 1.2946 | 1.07 | 6.4472 | 1.0385
|  | 1.296 | 1.7433 | 1.3004 | 2.8067 | 1.296 | 1.07 | 6.4576 | 1.0385
|  | 1.2975 | 1.7534 | 1.3018 | 2.81 | 1.2975 | 1.0633 | 6.4672 | 1.0384
|  | 1.2989 | 1.7533 | 1.3033 | 2.8235 | 1.2989 | 1.06 | 6.4776 | 1.0384
|  | 1.3004 | 1.7433 | 1.3047 | 2.8368 | 1.3004 | 1.06 | 6.4873 | 1.0384
|  | 1.3018 | 1.7467 | 1.3062 | 2.8264 | 1.3018 | 1.0533 | 6.4977 | 1.0383
|  | 1.3033 | 1.7432 | 1.3076 | 2.8064 | 1.3033 | 1.0568 | 6.5073 | 1.0383
|  | 1.3047 | 1.7468 | 1.3091 | 2.7864 | 1.3047 | 1.06 | 6.5177 | 1.0383
|  | 1.3062 | 1.75 | 1.3105 | 2.78 | 1.3062 | 1.0668 | 6.5273 | 1.0383
|  | 1.3076 | 1.7432 | 1.312 | 2.8073 | 1.3076 | 1.0632 | 6.5377 | 1.0383
|  | 1.3091 | 1.74 | 1.3134 | 2.8268 | 1.3091 | 1.06 | 6.5473 | 1.0382
|  | 1.3105 | 1.7468 | 1.3149 | 2.8368 | 1.3105 | 1.06 | 6.5577 | 1.0382
|  | 1.312 | 1.75 | 1.3163 | 2.84 | 1.312 | 1.0532 | 6.5673 | 1.0382
|  | 1.3134 | 1.75 | 1.3178 | 2.8263 | 1.3134 | 1.0568 | 6.5777 | 1.0382
|  | 1.3149 | 1.75 | 1.3192 | 2.8131 | 1.3149 | 1.06 | 6.5873 | 1.0382
|  | 1.3163 | 1.75 | 1.3207 | 2.8031 | 1.3163 | 1.06 | 6.5977 | 1.0382
|  | 1.3178 | 1.7432 | 1.3221 | 2.8069 | 1.3178 | 1.0532 | 6.6073 | 1.0381
|  | 1.3192 | 1.7469 | 1.3236 | 2.81 | 1.3192 | 1.05 | 6.6177 | 1.0381
|  | 1.3207 | 1.75 | 1.3251 | 2.7962 | 1.3207 | 1.05 | 6.6273 | 1.0381
|  | 1.3221 | 1.7431 | 1.3265 | 2.79 | 1.3221 | 1.0569 | 6.6376 | 1.0381
|  | 1.3236 | 1.7469 | 1.3279 | 2.79 | 1.3236 | 1.0531 | 6.6472 | 1.0381
|  | 1.3251 | 1.75 | 1.3294 | 2.7831 | 1.3251 | 1.05 | 6.6576 | 1.0381
|  | 1.3265 | 1.75 | 1.3309 | 2.7939 | 1.3265 | 1.0569 | 6.6672 | 1.0381
|  | 1.3279 | 1.7431 | 1.3323 | 2.8 | 1.3279 | 1.06 | 6.6776 | 1.0381
|  | 1.3294 | 1.74 | 1.3338 | 2.7861 | 1.3294 | 1.0531 | 6.6872 | 1.0381
|  | 1.3309 | 1.7331 | 1.3352 | 2.8009 | 1.3309 | 1.05 | 6.6975 | 1.0381
|  | 1.3323 | 1.73 | 1.3367 | 2.7821 | 1.3323 | 1.05 | 6.7072 | 1.0381
|  | 1.3338 | 1.737 | 1.3381 | 2.763 | 1.3338 | 1.05 | 6.7175 | 1.0381
|  | 1.3352 | 1.74 | 1.3396 | 2.767 | 1.3352 | 1.05 | 6.7271 | 1.0381
|  | 1.3367 | 1.747 | 1.341 | 2.77 | 1.3367 | 1.05 | 6.7374 | 1.0381
|  | 1.3381 | 1.75 | 1.3425 | 2.7841 | 1.3381 | 1.064 | 6.747 | 1.0381
|  | 1.3396 | 1.75 | 1.3439 | 2.79 | 1.3396 | 1.063 | 6.7574 | 1.0381
|  | 1.341 | 1.743 | 1.3454 | 2.8041 | 1.341 | 1.06 | 6.767 | 1.0381
|  | 1.3425 | 1.733 | 1.3468 | 2.8171 | 1.3425 | 1.06 | 6.7773 | 1.0381
|  | 1.3439 | 1.73 | 1.3483 | 2.8271 | 1.3439 | 1.06 | 6.7877 | 1.0381
|  | 1.3454 | 1.723 | 1.3497 | 2.8159 | 1.3454 | 1.06 | 6.7973 | 1.0381
|  | 1.3468 | 1.727 | 1.3512 | 2.7887 | 1.3468 | 1.0741 | 6.8076 | 1.0382
|  | 1.3483 | 1.73 | 1.3526 | 2.7729 | 1.3483 | 1.0729 | 6.8172 | 1.0382
|  | 1.3497 | 1.7371 | 1.3541 | 2.7629 | 1.3497 | 1.0841 | 6.8275 | 1.0382
|  | 1.3512 | 1.74 | 1.3555 | 2.7529 | 1.3512 | 1.0971 | 6.8371 | 1.0382
|  | 1.3526 | 1.74 | 1.357 | 2.7856 | 1.3526 | 1.1 | 6.8474 | 1.0382
|  | 1.3541 | 1.74 | 1.3584 | 2.8285 | 1.3541 | 1.1071 | 6.857 | 1.0382
|  | 1.3555 | 1.7329 | 1.3599 | 2.8329 | 1.3555 | 1.1029 | 6.8673 | 1.0383
|  | 1.357 | 1.7371 | 1.3613 | 2.8372 | 1.357 | 1.1 | 6.8769 | 1.0383
|  | 1.3584 | 1.7471 | 1.3628 | 2.8257 | 1.3584 | 1.1 | 6.8872 | 1.0383
|  | 1.3599 | 1.7571 | 1.3642 | 2.7913 | 1.3599 | 1.1143 | 6.8976 | 1.0383
|  | 1.3613 | 1.7529 | 1.3657 | 2.7656 | 1.3613 | 1.12 | 6.9071 | 1.0384
|  | 1.3628 | 1.7572 | 1.3671 | 2.7384 | 1.3628 | 1.1128 | 6.9175 | 1.0384
|  | 1.3642 | 1.7528 | 1.3686 | 2.7444 | 1.3642 | 1.1243 | 6.927 | 1.0384
|  | 1.3657 | 1.75 | 1.37 | 2.7789 | 1.3657 | 1.1372 | 6.9374 | 1.0384
|  | 1.3671 | 1.7356 | 1.3715 | 2.7972 | 1.3671 | 1.1256 | 6.9469 | 1.0385
|  | 1.3686 | 1.7444 | 1.3729 | 2.8072 | 1.3686 | 1.1272 | 6.9572 | 1.0385
|  | 1.37 | 1.7428 | 1.3744 | 2.7883 | 1.37 | 1.13 | 6.9675 | 1.0385
|  | 1.3715 | 1.7472 | 1.3759 | 2.7727 | 1.3715 | 1.13 | 6.9771 | 1.0386
|  | 1.3729 | 1.7355 | 1.3773 | 2.8063 | 1.3729 | 1.1372 | 6.9874 | 1.0386
|  | 1.3744 | 1.73 | 1.3787 | 2.8273 | 1.3744 | 1.14 | 6.997 | 1.0386
|  | 1.3759 | 1.73 | 1.3802 | 2.8592 | 1.3759 | 1.1617 | 7.0073 | 1.0387
|  | 1.3773 | 1.7373 | 1.3817 | 2.8408 | 1.3773 | 1.1845 | 7.0168 | 1.0387
|  | 1.3787 | 1.74 | 1.3831 | 2.8227 | 1.3787 | 1.19 | 7.0271 | 1.0387
|  | 1.3802 | 1.74 | 1.3846 | 2.82 | 1.3802 | 1.2046 | 7.0374 | 1.0388
|  | 1.3817 | 1.7546 | 1.386 | 2.8273 | 1.3817 | 1.21 | 7.047 | 1.0388
|  | 1.3831 | 1.76 | 1.3875 | 2.8447 | 1.3831 | 1.21 | 7.0573 | 1.0389
|  | 1.3846 | 1.7454 | 1.3889 | 2.8353 | 1.3846 | 1.2173 | 7.0668 | 1.0389
|  | 1.386 | 1.74 | 1.3904 | 2.83 | 1.386 | 1.2054 | 7.0771 | 1.039
|  | 1.3875 | 1.74 | 1.3918 | 2.8374 | 1.3875 | 1.2 | 7.0874 | 1.039
|  | 1.3889 | 1.74 | 1.3933 | 2.8326 | 1.3889 | 1.2 | 7.097 | 1.0391
|  | 1.3904 | 1.7253 | 1.3947 | 2.8005 | 1.3904 | 1.2 | 7.1073 | 1.0391
|  | 1.3918 | 1.7274 | 1.3962 | 2.7604 | 1.3918 | 1.2 | 7.1168 | 1.0392
|  | 1.3933 | 1.73 | 1.3976 | 2.7574 | 1.3933 | 1.2074 | 7.1271 | 1.0392
|  | 1.3947 | 1.73 | 1.3991 | 2.7897 | 1.3947 | 1.2026 | 7.1374 | 1.0393
|  | 1.3962 | 1.7374 | 1.4005 | 2.8149 | 1.3962 | 1.2 | 7.1469 | 1.0393
|  | 1.3976 | 1.74 | 1.402 | 2.8274 | 1.3976 | 1.2 | 7.1572 | 1.0394
|  | 1.3991 | 1.74 | 1.4034 | 2.8151 | 1.3991 | 1.1926 | 7.1675 | 1.0394
|  | 1.4005 | 1.7326 | 1.4049 | 2.8025 | 1.4005 | 1.19 | 7.177 | 1.0395
|  | 1.402 | 1.73 | 1.4063 | 2.7851 | 1.402 | 1.1826 | 7.1873 | 1.0396
|  | 1.4034 | 1.73 | 1.4078 | 2.7725 | 1.4034 | 1.18 | 7.1968 | 1.0396
|  | 1.4049 | 1.7374 | 1.4092 | 2.785 | 1.4049 | 1.18 | 7.2071 | 1.0397
|  | 1.4063 | 1.7325 | 1.4107 | 2.7825 | 1.4063 | 1.1725 | 7.2173 | 1.0397
|  | 1.4078 | 1.7225 | 1.4121 | 2.8025 | 1.4078 | 1.1625 | 7.2269 | 1.0398
|  | 1.4092 | 1.72 | 1.4136 | 2.81 | 1.4092 | 1.145 | 7.2371 | 1.0399
|  | 1.4107 | 1.72 | 1.415 | 2.81 | 1.4107 | 1.1475 | 7.2474 | 1.0399
|  | 1.4121 | 1.72 | 1.4165 | 2.81 | 1.4121 | 1.15 | 7.2569 | 1.04
|  | 1.4136 | 1.7275 | 1.4179 | 2.7949 | 1.4136 | 1.15 | 7.2672 | 1.0401
|  | 1.415 | 1.73 | 1.4194 | 2.79 | 1.415 | 1.1425 | 7.2767 | 1.0402
|  | 1.4165 | 1.7225 | 1.4208 | 2.7673 | 1.4165 | 1.14 | 7.287 | 1.0543
|  | 1.4179 | 1.72 | 1.4223 | 2.76 | 1.4179 | 1.14 | 7.2972 | 1.0567
|  | 1.4194 | 1.7275 | 1.4238 | 2.7752 | 1.4194 | 1.1324 | 7.3067 | 1.06
|  | 1.4208 | 1.73 | 1.4252 | 2.8028 | 1.4208 | 1.1376 | 7.317 | 1.0649
|  | 1.4223 | 1.73 | 1.4266 | 2.8024 | 1.4223 | 1.1324 | 7.3272 | 1.066
|  | 1.4238 | 1.7148 | 1.4281 | 2.7924 | 1.4238 | 1.13 | 7.3368 | 1.0718
|  | 1.4252 | 1.71 | 1.4296 | 2.7976 | 1.4252 | 1.1224 | 7.347 | 1.0838
|  | 1.4266 | 1.71 | 1.431 | 2.8153 | 1.4266 | 1.1124 | 7.3572 | 1.0922
|  | 1.4281 | 1.7176 | 1.4325 | 2.8047 | 1.4281 | 1.11 | 7.3667 | 1.0985
|  | 1.4296 | 1.72 | 1.4339 | 2.7923 | 1.4296 | 1.1024 | 7.377 | 1.1036
|  | 1.431 | 1.72 | 1.4354 | 2.7823 | 1.431 | 1.1076 | 7.3872 | 1.1078
|  | 1.4325 | 1.7276 | 1.4368 | 2.803 | 1.4325 | 1.1024 | 7.3967 | 1.1113
|  | 1.4339 | 1.73 | 1.4383 | 2.8023 | 1.4339 | 1.1 | 7.407 | 1.1145
|  | 1.4354 | 1.7147 | 1.4397 | 2.7692 | 1.4354 | 1.1 | 7.4172 | 1.1173
|  | 1.4368 | 1.7177 | 1.4412 | 2.7754 | 1.4368 | 1.1 | 7.4267 | 1.1199
|  | 1.4383 | 1.7046 | 1.4426 | 2.7877 | 1.4383 | 1.0923 | 7.4369 | 1.1222
|  | 1.4397 | 1.7077 | 1.4441 | 2.8055 | 1.4397 | 1.09 | 7.4471 | 1.1245
|  | 1.4412 | 1.7177 | 1.4455 | 2.8332 | 1.4412 | 1.09 | 7.4566 | 1.1265
|  | 1.4426 | 1.72 | 1.447 | 2.8245 | 1.4426 | 1.0977 | 7.4669 | 1.1285
|  | 1.4441 | 1.7123 | 1.4484 | 2.82 | 1.4441 | 1.1 | 7.4771 | 1.1303
|  | 1.4455 | 1.7177 | 1.4499 | 2.8045 | 1.4455 | 1.0923 | 7.4873 | 1.1321
|  | 1.447 | 1.72 | 1.4513 | 2.8078 | 1.447 | 1.09 | 7.4968 | 1.1338
|  | 1.4484 | 1.7123 | 1.4528 | 2.8256 | 1.4484 | 1.09 | 7.507 | 1.1355
|  | 1.4499 | 1.7178 | 1.4542 | 2.8456 | 1.4499 | 1.0978 | 7.5172 | 1.1525
|  | 1.4513 | 1.6967 | 1.4557 | 2.8422 | 1.4513 | 1.1 | 7.5267 | 1.1589
|  | 1.4528 | 1.6978 | 1.4571 | 2.8322 | 1.4528 | 1.0844 | 7.5369 | 1.1625
|  | 1.4542 | 1.7 | 1.4586 | 2.8222 | 1.4542 | 1.0878 | 7.5471 | 1.1651
|  | 1.4557 | 1.7078 | 1.46 | 2.82 | 1.4557 | 1.0822 | 7.5566 | 1.1671
|  | 1.4571 | 1.71 | 1.4615 | 2.8043 | 1.4571 | 1.08 | 7.5668 | 1.1688
|  | 1.4586 | 1.7022 | 1.4629 | 2.8 | 1.4586 | 1.08 | 7.577 | 1.1703
|  | 1.46 | 1.7 | 1.4644 | 2.8079 | 1.46 | 1.08 | 7.5872 | 1.1716
|  | 1.4615 | 1.7078 | 1.4658 | 2.8179 | 1.4615 | 1.08 | 7.5967 | 1.1728
|  | 1.4629 | 1.71 | 1.4673 | 2.82 | 1.4629 | 1.0721 | 7.6069 | 1.1739
|  | 1.4644 | 1.7021 | 1.4687 | 2.7963 | 1.4644 | 1.07 | 7.6171 | 1.1748
|  | 1.4658 | 1.7079 | 1.4702 | 2.7821 | 1.4658 | 1.07 | 7.6266 | 1.1756
|  | 1.4673 | 1.71 | 1.4716 | 2.78 | 1.4673 | 1.07 | 7.6368 | 1.1763
|  | 1.4687 | 1.7179 | 1.4731 | 2.7879 | 1.4687 | 1.0621 | 7.647 | 1.1769
|  | 1.4702 | 1.7042 | 1.4746 | 2.7821 | 1.4702 | 1.0521 | 7.6571 | 1.1775
|  | 1.4716 | 1.7079 | 1.476 | 2.78 | 1.4716 | 1.0421 | 7.6666 | 1.1779
|  | 1.4731 | 1.7179 | 1.4774 | 2.772 | 1.4731 | 1.0479 | 7.6768 | 1.1784
|  | 1.4746 | 1.7279 | 1.4789 | 2.762 | 1.4746 | 1.05 | 7.687 | 1.1788
|  | 1.476 | 1.73 | 1.4804 | 2.768 | 1.476 | 1.05 | 7.6971 | 1.1791
|  | 1.4774 | 1.7221 | 1.4818 | 2.778 | 1.4774 | 1.0579 | 7.7066 | 1.1795
|  | 1.4789 | 1.6961 | 1.4833 | 2.796 | 1.4789 | 1.068 | 7.7168 | 1.1798
|  | 1.4804 | 1.698 | 1.4847 | 2.808 | 1.4804 | 1.062 | 7.727 | 1.185
|  | 1.4818 | 1.692 | 1.4862 | 2.81 | 1.4818 | 1.06 | 7.7371 | 1.1851
|  | 1.4833 | 1.69 | 1.4876 | 2.818 | 1.4833 | 1.052 | 7.7466 | 1.1851
|  | 1.4847 | 1.714 | 1.4891 | 2.828 | 1.4847 | 1.058 | 7.7568 | 1.1852
|  | 1.4862 | 1.712 | 1.4905 | 2.8461 | 1.4862 | 1.06 | 7.7669 | 1.1852
|  | 1.4876 | 1.702 | 1.492 | 2.8581 | 1.4876 | 1.06 | 7.7771 | 1.1853
|  | 1.4891 | 1.7 | 1.4934 | 2.8358 | 1.4891 | 1.052 | 7.7865 | 1.1853
|  | 1.4905 | 1.7 | 1.4949 | 2.7896 | 1.4905 | 1.042 | 7.7967 | 1.1854
|  | 1.492 | 1.7 | 1.4963 | 2.7477 | 1.492 | 1.04 | 7.8069 | 1.1854
|  | 1.4934 | 1.7 | 1.4978 | 2.7562 | 1.4934 | 1.04 | 7.817 | 1.1855
|  | 1.4949 | 1.7 | 1.4992 | 2.76 | 1.4949 | 1.0481 | 7.8265 | 1.1855
|  | 1.4963 | 1.6919 | 1.5007 | 2.7762 | 1.4963 | 1.0338 | 7.8366 | 1.1856
|  | 1.4978 | 1.6981 | 1.5021 | 2.7963 | 1.4978 | 1.0381 | 7.8468 | 1.1856
|  | 1.4992 | 1.7 | 1.5036 | 2.8 | 1.4992 | 1.0319 | 7.8569 | 1.1857
|  | 1.5007 | 1.7 | 1.505 | 2.8 | 1.5007 | 1.0462 | 7.8671 | 1.1857
|  | 1.5021 | 1.7081 | 1.5065 | 2.7918 | 1.5021 | 1.0419 | 7.8765 | 1.1858
|  | 1.5036 | 1.71 | 1.5079 | 2.7818 | 1.5036 | 1.04 | 7.8867 | 1.1859
|  | 1.505 | 1.71 | 1.5094 | 2.7882 | 1.505 | 1.0319 | 7.8968 | 1.1859
|  | 1.5065 | 1.71 | 1.5108 | 2.8064 | 1.5065 | 1.0137 | 7.9069 | 1.186
|  | 1.5079 | 1.7018 | 1.5123 | 2.8018 | 1.5079 | 1.0263 | 7.9164 | 1.1861
|  | 1.5094 | 1.7 | 1.5137 | 2.8082 | 1.5094 | 1.0218 | 7.9265 | 1.1861
|  | 1.5108 | 1.7 | 1.5152 | 2.81 | 1.5108 | 1.0364 | 7.9366 | 1.1862
|  | 1.5123 | 1.6918 | 1.5166 | 2.8018 | 1.5123 | 1.0318 | 7.9468 | 1.1863
|  | 1.5137 | 1.7064 | 1.5181 | 2.767 | 1.5137 | 1.0218 | 7.9569 | 1.1863
|  | 1.5152 | 1.7018 | 1.5195 | 2.793 | 1.5152 | 1.0282 | 7.967 | 1.1864
|  | 1.5166 | 1.7 | 1.521 | 2.7835 | 1.5166 | 1.03 | 7.9764 | 1.1865
|  | 1.5181 | 1.7 | 1.5225 | 2.78 | 1.5181 | 1.03 | 7.9866 | 1.1865
|  | 1.5195 | 1.7 | 1.5239 | 2.7717 | 1.5195 | 1.0218 | 7.9967 | 1.1866
|  | 1.521 | 1.7165 | 1.5253 | 2.7949 | 1.521 | 1.0283 | 8.0068 | 1.1867
|  | 1.5225 | 1.7035 | 1.5268 | 2.8249 | 1.5225 | 1.0383 | 8.0169 | 1.1868
|  | 1.5239 | 1.7165 | 1.5283 | 2.8383 | 1.5239 | 1.0317 | 8.0264 | 1.1868
|  | 1.5253 | 1.7117 | 1.5297 | 2.8317 | 1.5253 | 1.0217 | 8.0365 | 1.1869
|  | 1.5268 | 1.7017 | 1.5312 | 2.8133 | 1.5268 | 1.0283 | 8.0466 | 1.187
|  | 1.5283 | 1.7083 | 1.5326 | 2.8017 | 1.5283 | 1.03 | 8.0567 | 1.1871
|  | 1.5297 | 1.71 | 1.5341 | 2.7917 | 1.5297 | 1.0383 | 8.0668 | 1.1872
|  | 1.5312 | 1.71 | 1.5355 | 2.8151 | 1.5312 | 1.04 | 8.0769 | 1.1873
|  | 1.5326 | 1.71 | 1.537 | 2.8367 | 1.5326 | 1.0317 | 8.0863 | 1.1873
|  | 1.5341 | 1.7183 | 1.5384 | 2.8568 | 1.5341 | 1.03 | 8.0964 | 1.1874
|  | 1.5355 | 1.7033 | 1.5399 | 2.7929 | 1.5355 | 1.0216 | 8.1065 | 1.1875
|  | 1.5358 | 1.704 | 1.5413 | 2.7632 | 1.537 | 1.0284 | 8.1166 | 1.1876
|  | 1.5376 | 1.7176 | 1.5428 | 2.7852 | 1.5384 | 1.0216 | 8.1267 | 1.1877
|  | 1.5395 | 1.6899 | 1.5468 | 2.7943 | 1.5399 | 1.0116 | 8.1369 | 1.1878
|  | 1.5413 | 1.6776 | 1.5487 | 2.7862 | 1.5413 | 1.0184 | 8.1469 | 1.1879
|  | 1.5431 | 1.6957 | 1.5505 | 2.8217 | 1.5428 | 1.0032 | 8.1563 | 1.188
|  | 1.545 | 1.6959 | 1.5524 | 2.8211 | 1.5442 | 1.0084 | 8.1664 | 1.1881
|  | 1.5468 | 1.6923 | 1.5542 | 2.7872 | 1.5457 | 1.01 | 8.1765 | 1.1882
|  | 1.5487 | 1.699 | 1.5561 | 2.7932 | 1.5471 | 1.0184 | 8.1866 | 1.1883
|  | 1.5505 | 1.6852 | 1.558 | 2.8067 | 1.5486 | 1.0284 | 8.1967 | 1.1884
|  | 1.5524 | 1.6752 | 1.5598 | 2.793 | 1.55 | 1.0215 | 8.2068 | 1.1885
|  | 1.5542 | 1.6823 | 1.5617 | 2.7876 | 1.5515 | 1.0285 | 8.2169 | 1.1886
|  | 1.5561 | 1.6899 | 1.5636 | 2.8031 | 1.5529 | 1.03 | 8.2262 | 1.1886
|  | 1.558 | 1.6968 | 1.5655 | 2.8159 | 1.5544 | 1.03 | 8.2363 | 1.1887
|  | 1.5598 | 1.6663 | 1.5674 | 2.8178 | 1.5558 | 1.0215 | 8.2464 | 1.1888
|  | 1.5617 | 1.6507 | 1.5693 | 2.8049 | 1.5573 | 1.02 | 8.2565 | 1.189
|  | 1.5636 | 1.6783 | 1.5712 | 2.7883 | 1.5587 | 1.02 | 8.2665 | 1.1891
|  | 1.5655 | 1.6832 | 1.5731 | 2.7745 | 1.5602 | 1.02 | 8.2766 | 1.1892
|  | 1.5674 | 1.6778 | 1.575 | 2.7795 | 1.5616 | 1.02 | 8.2867 | 1.1893
|  | 1.5693 | 1.6773 | 1.5769 | 2.7988 | 1.5631 | 1.02 | 8.2968 | 1.1894
|  | 1.5712 | 1.6758 | 1.5788 | 2.8012 | 1.5645 | 1.0286 | 8.3068 | 1.1895
|  | 1.5731 | 1.68 | 1.5808 | 2.7945 | 1.566 | 1.0214 | 8.3162 | 1.1896
|  | 1.575 | 1.6829 | 1.5827 | 2.7794 | 1.5674 | 1.02 | 8.3262 | 1.1897
|  | 1.5769 | 1.6801 | 1.5846 | 2.7615 | 1.5689 | 1.02 | 8.3363 | 1.1898
|  | 1.5788 | 1.657 | 1.5866 | 2.7535 | 1.5703 | 1.02 | 8.3464 | 1.1899
|  | 1.5808 | 1.6492 | 1.5885 | 2.7698 | 1.5718 | 1.02 | 8.3564 | 1.1901
|  | 1.5827 | 1.6678 | 1.5905 | 2.8073 | 1.5733 | 1.0028 | 8.3665 | 1.1902
|  | 1.5846 | 1.6648 | 1.5924 | 2.8306 | 1.5747 | 0.99138 | 8.3765 | 1.1903
|  | 1.5866 | 1.6589 | 1.5944 | 2.8318 | 1.5761 | 0.99863 | 8.3866 | 1.1904
|  | 1.5885 | 1.6669 | 1.5963 | 2.8256 | 1.5776 | 1.0086 | 8.3966 | 1.1905
|  | 1.5905 | 1.6783 | 1.5983 | 2.822 | 1.5791 | 1.01 | 8.4067 | 1.1906
|  | 1.5924 | 1.6772 | 1.6003 | 2.8144 | 1.5805 | 1.01 | 8.4167 | 1.1908
|  | 1.5944 | 1.6649 | 1.6023 | 2.798 | 1.582 | 1.0013 | 8.4268 | 1.1909
|  | 1.5963 | 1.6611 | 1.6042 | 2.7804 | 1.5834 | 1.0087 | 8.4361 | 1.191
|  | 1.5983 | 1.665 | 1.6062 | 2.7822 | 1.5849 | 1.0187 | 8.4461 | 1.1911
|  | 1.6003 | 1.6751 | 1.6082 | 2.815 | 1.5863 | 1.0026 | 8.4562 | 1.1912
|  | 1.6023 | 1.6766 | 1.6102 | 2.8179 | 1.5878 | 1.0174 | 8.4662 | 1.1914
|  | 1.6042 | 1.6732 | 1.6122 | 2.7719 | 1.5892 | 1.0113 | 8.4762 | 1.1915
|  | 1.6062 | 1.6745 | 1.6142 | 2.754 | 1.5907 | 1.01 | 8.4863 | 1.1916
|  | 1.6082 | 1.67 | 1.6162 | 2.7824 | 1.5921 | 1.0013 | 8.4963 | 1.1917
|  | 1.6102 | 1.6769 | 1.6183 | 2.7972 | 1.5936 | 1.0088 | 8.5063 | 1.1919
|  | 1.6122 | 1.691 | 1.6203 | 2.7913 | 1.595 | 1.0012 | 8.5163 | 1.1919
|  | 1.6142 | 1.6829 | 1.6223 | 2.78 | 1.5965 | 1 | 8.5264 | 1.192
|  | 1.6162 | 1.6674 | 1.6243 | 2.7552 | 1.5979 | 1.0176 | 8.5364 | 1.192
|  | 1.6183 | 1.6722 | 1.6264 | 2.7575 | 1.5994 | 1.0024 | 8.5464 | 1.192
|  | 1.6203 | 1.688 | 1.6284 | 2.7807 | 1.6008 | 1.0088 | 8.5564 | 1.1921
|  | 1.6223 | 1.6925 | 1.6305 | 2.785 | 1.6023 | 1.0012 | 8.5664 | 1.1921
|  | 1.6243 | 1.6932 | 1.6325 | 2.7888 | 1.6037 | 1 | 8.5765 | 1.1922
|  | 1.6264 | 1.693 | 1.6346 | 2.7915 | 1.6052 | 1 | 8.5865 | 1.1922
|  | 1.6284 | 1.6733 | 1.6366 | 2.7873 | 1.6066 | 0.99116 | 8.5965 | 1.1922
|  | 1.6305 | 1.6498 | 1.6387 | 2.764 | 1.6081 | 0.99885 | 8.6065 | 1.1923
|  | 1.6325 | 1.633 | 1.6408 | 2.7526 | 1.6095 | 1.0089 | 8.6165 | 1.1923
|  | 1.6346 | 1.622 | 1.6429 | 2.7673 | 1.611 | 1.01 | 8.6265 | 1.1924
|  | 1.6366 | 1.627 | 1.645 | 2.7627 | 1.6124 | 1.01 | 8.6365 | 1.1924
|  | 1.6387 | 1.636 | 1.647 | 2.7715 | 1.6139 | 1.0189 | 8.6465 | 1.1924
|  | 1.6408 | 1.6464 | 1.6491 | 2.8086 | 1.6153 | 1.02 | 8.6565 | 1.1925
|  | 1.6429 | 1.6614 | 1.6512 | 2.842 | 1.6168 | 1.0111 | 8.6665 | 1.1925
|  | 1.645 | 1.6618 | 1.6534 | 2.8343 | 1.6182 | 1.0011 | 8.6765 | 1.1926
|  | 1.647 | 1.6407 | 1.6555 | 2.7938 | 1.6197 | 1.0089 | 8.6865 | 1.1926
|  | 1.6491 | 1.626 | 1.6576 | 2.7588 | 1.6212 | 1.01 | 8.6965 | 1.1926
|  | 1.6512 | 1.6354 | 1.6597 | 2.7409 | 1.6226 | 1.01 | 8.7065 | 1.1927
|  | 1.6534 | 1.6472 | 1.6618 | 2.7516 | 1.624 | 1.019 | 8.7164 | 1.1927
|  | 1.6555 | 1.6572 | 1.664 | 2.7641 | 1.6255 | 1.011 | 8.7264 | 1.1928
|  | 1.6576 | 1.657 | 1.6661 | 2.7472 | 1.6269 | 1.019 | 8.7364 | 1.1928
|  | 1.6597 | 1.6446 | 1.6683 | 2.7389 | 1.6284 | 1.02 | 8.7464 | 1.1928
|  | 1.6618 | 1.6476 | 1.6704 | 2.7607 | 1.6299 | 1.029 | 8.7564 | 1.1929
|  | 1.664 | 1.6453 | 1.6725 | 2.7714 | 1.6313 | 1.03 | 8.7663 | 1.1929
|  | 1.6661 | 1.6333 | 1.6747 | 2.7589 | 1.6328 | 1.021 | 8.7763 | 1.193
|  | 1.6683 | 1.6305 | 1.6769 | 2.7496 | 1.6342 | 1.011 | 8.7863 | 1.193
|  | 1.6704 | 1.6322 | 1.679 | 2.7501 | 1.6357 | 1.01 | 8.7962 | 1.193
|  | 1.6725 | 1.6365 | 1.6812 | 2.7517 | 1.6371 | 1.0191 | 8.8062 | 1.1931
|  | 1.6747 | 1.6271 | 1.6834 | 2.7507 | 1.6386 | 1.02 | 8.8162 | 1.1931
|  | 1.6769 | 1.6141 | 1.6856 | 2.7334 | 1.64 | 1.02 | 8.8261 | 1.1931
|  | 1.679 | 1.6149 | 1.6878 | 2.7232 | 1.6415 | 1.0109 | 8.8361 | 1.1932
|  | 1.6812 | 1.629 | 1.69 | 2.7357 | 1.6429 | 1.0191 | 8.846 | 1.1932
|  | 1.6834 | 1.6418 | 1.6922 | 2.7295 | 1.6444 | 1.02 | 8.856 | 1.1932
|  | 1.6856 | 1.6256 | 1.6944 | 2.7236 | 1.6458 | 1.0291 | 8.866 | 1.1933
|  | 1.6878 | 1.6086 | 1.6966 | 2.7313 | 1.6473 | 1.0391 | 8.8759 | 1.1933
|  | 1.69 | 1.6206 | 1.6989 | 2.7144 | 1.6487 | 1.0126 | 8.8859 | 1.1934
|  | 1.6922 | 1.6255 | 1.7011 | 2.6997 | 1.6502 | 1.01 | 8.8965 | 1.1934
|  | 1.6944 | 1.6145 | 1.7033 | 2.7164 | 1.6516 | 1.0374 | 8.9065 | 1.1934
|  | 1.6966 | 1.6198 | 1.7056 | 2.7212 | 1.6531 | 1.0492 | 8.9164 | 1.1935
|  | 1.6989 | 1.6332 | 1.7078 | 2.7079 | 1.6545 | 1.0592 | 8.9263 | 1.1935
|  | 1.7011 | 1.6363 | 1.7101 | 2.7114 | 1.656 | 1.0875 | 8.9363 | 1.1935
|  | 1.7033 | 1.628 | 1.7123 | 2.7226 | 1.6574 | 1.0808 | 8.9462 | 1.1936
|  | 1.7056 | 1.6166 | 1.7146 | 2.7321 | 1.6589 | 1.0616 | 8.9561 | 1.1936
|  | 1.7078 | 1.6152 | 1.7169 | 2.7208 | 1.6603 | 1.0692 | 8.9661 | 1.1936
|  | 1.7101 | 1.6216 | 1.7191 | 2.7012 | 1.6618 | 1.0792 | 8.976 | 1.1937
|  | 1.7123 | 1.6257 | 1.7214 | 2.715 | 1.6632 | 1.0892 | 8.9859 | 1.1937
|  | 1.7146 | 1.6249 | 1.7237 | 2.7298 | 1.6647 | 1.1085 | 8.9959 | 1.1937
|  | 1.7169 | 1.6198 | 1.726 | 2.7157 | 1.6661 | 1.1193 | 9.0058 | 1.1937
|  | 1.7191 | 1.6127 | 1.7283 | 2.7076 | 1.6676 | 1.1015 | 9.0164 | 1.1938
|  | 1.7214 | 1.6138 | 1.7306 | 2.7194 | 1.669 | 1.1371 | 9.0263 | 1.1938
|  | 1.7237 | 1.6179 | 1.7329 | 2.7194 | 1.6705 | 1.1307 | 9.0363 | 1.1938
|  | 1.726 | 1.6104 | 1.7352 | 2.71 | 1.672 | 1.1579 | 9.0462 | 1.1938
|  | 1.7283 | 1.5989 | 1.7376 | 2.708 | 1.6734 | 1.1507 | 9.0561 | 1.1939
|  | 1.7306 | 1.6051 | 1.7399 | 2.7065 | 1.6748 | 1.15 | 9.066 | 1.1939
|  | 1.7329 | 1.6208 | 1.7422 | 2.7113 | 1.6763 | 1.15 | 9.0759 | 1.1939
|  | 1.7352 | 1.6269 | 1.7446 | 2.7176 | 1.6778 | 1.1687 | 9.0858 | 1.1939
|  | 1.7376 | 1.6284 | 1.7469 | 2.7086 | 1.6792 | 1.1887 | 9.0957 | 1.1939
|  | 1.7399 | 1.6255 | 1.7493 | 2.704 | 1.6807 | 1.1806 | 9.1063 | 1.194
|  | 1.7422 | 1.6113 | 1.7517 | 2.7308 | 1.6821 | 1.1894 | 9.1162 | 1.194
|  | 1.7446 | 1.6012 | 1.754 | 2.742 | 1.6836 | 1.19 | 9.1261 | 1.194
|  | 1.7469 | 1.6124 | 1.7564 | 2.7119 | 1.685 | 1.1806 | 9.136 | 1.194
|  | 1.7493 | 1.623 | 1.7588 | 2.6957 | 1.6865 | 1.2457 | 9.1459 | 1.194
|  | 1.7517 | 1.619 | 1.7612 | 2.7114 | 1.6879 | 1.2406 | 9.1558 | 1.194
|  | 1.754 | 1.616 | 1.7636 | 2.7168 | 1.6894 | 1.2682 | 9.1657 | 1.194
|  | 1.7564 | 1.6152 | 1.766 | 2.6988 | 1.6908 | 1.2794 | 9.1763 | 1.1941
|  | 1.7588 | 1.6205 | 1.7684 | 2.7012 | 1.6923 | 1.3177 | 9.1862 | 1.1941
|  | 1.7612 | 1.6314 | 1.7708 | 2.71 | 1.6937 | 1.3011 | 9.196 | 1.1941
|  | 1.7636 | 1.6352 | 1.7732 | 2.7109 | 1.6952 | 1.3 | 9.2059 | 1.1941
|  | 1.766 | 1.6253 | 1.7756 | 2.7223 | 1.6966 | 1.3189 | 9.2158 | 1.1941
|  | 1.7684 | 1.6176 | 1.7781 | 2.7227 | 1.7011 | 1.3361 | 9.2257 | 1.1941
|  | 1.7708 | 1.6126 | 1.7805 | 2.7315 | 1.7033 | 1.3607 | 9.2363 | 1.1941
|  | 1.7732 | 1.5981 | 1.783 | 2.7498 | 1.7056 | 1.3939 | 9.2461 | 1.1941
|  | 1.7756 | 1.5972 | 1.7854 | 2.748 | 1.7078 | 1.4316 | 9.256 | 1.1941
|  | 1.7781 | 1.5938 | 1.7879 | 2.7368 | 1.7101 | 1.4536 | 9.2659 | 1.1941
|  | 1.7805 | 1.5907 | 1.7904 | 2.7094 | 1.7123 | 1.4469 | 9.2757 | 1.1941
|  | 1.783 | 1.6196 | 1.7929 | 2.6961 | 1.7146 | 1.4296 | 9.2863 | 1.1941
|  | 1.7854 | 1.6328 | 1.7953 | 2.7194 | 1.7169 | 1.4226 | 9.2961 | 1.1941
|  | 1.7879 | 1.6184 | 1.7978 | 2.7324 | 1.7191 | 1.4081 | 9.306 | 1.1941
|  | 1.7904 | 1.6059 | 1.8003 | 2.7383 | 1.7214 | 1.3706 | 9.3158 | 1.1941
|  | 1.7929 | 1.5949 | 1.8028 | 2.7401 | 1.7237 | 1.3488 | 9.3257 | 1.1941
|  | 1.7953 | 1.5916 | 1.8053 | 2.7401 | 1.726 | 1.3527 | 9.3363 | 1.1941
|  | 1.7978 | 1.6049 | 1.8078 | 2.7527 | 1.7283 | 1.3584 | 9.3461 | 1.194
|  | 1.8003 | 1.6295 | 1.8104 | 2.7418 | 1.7306 | 1.3751 | 9.3559 | 1.194
|  | 1.8028 | 1.6308 | 1.8129 | 2.7299 | 1.7329 | 1.4112 | 9.3658 | 1.194
|  | 1.8053 | 1.6073 | 1.8154 | 2.7405 | 1.7352 | 1.4428 | 9.3756 | 1.194
|  | 1.8078 | 1.6071 | 1.818 | 2.7353 | 1.7376 | 1.4466 | 9.3862 | 1.194
|  | 1.8104 | 1.6118 | 1.8205 | 2.7197 | 1.7399 | 1.4309 | 9.396 | 1.1939
|  | 1.8129 | 1.6004 | 1.8231 | 2.7157 | 1.7422 | 1.4344 | 9.4058 | 1.1939
|  | 1.8154 | 1.615 | 1.8257 | 2.7285 | 1.7446 | 1.4613 | 9.4157 | 1.1939
|  | 1.818 | 1.6288 | 1.8282 | 2.7556 | 1.7469 | 1.4537 | 9.4262 | 1.1939
|  | 1.8205 | 1.6153 | 1.8308 | 2.7521 | 1.7493 | 1.391 | 9.436 | 1.1938
|  | 1.8231 | 1.616 | 1.8334 | 2.73 | 1.7517 | 1.367 | 9.4459 | 1.1938
|  | 1.8257 | 1.6219 | 1.836 | 2.74 | 1.754 | 1.3343 | 9.4557 | 1.1938
|  | 1.8282 | 1.6166 | 1.8386 | 2.762 | 1.7564 | 1.3018 | 9.4655 | 1.1937
|  | 1.8308 | 1.6139 | 1.8412 | 2.7582 | 1.7588 | 1.2982 | 9.476 | 1.1937
|  | 1.8334 | 1.6157 | 1.8438 | 2.7373 | 1.7612 | 1.272 | 9.4858 | 1.1936
|  | 1.836 | 1.6284 | 1.8465 | 2.7388 | 1.7636 | 1.2618 | 9.4957 | 1.1936
|  | 1.8386 | 1.6405 | 1.8491 | 2.7439 | 1.766 | 1.2579 | 9.5062 | 1.1936
|  | 1.8412 | 1.6345 | 1.8518 | 2.7294 | 1.7684 | 1.2553 | 9.516 | 1.1935
|  | 1.8438 | 1.6322 | 1.8544 | 2.731 | 1.7708 | 1.2472 | 9.5258 | 1.1934
|  | 1.8465 | 1.6442 | 1.8571 | 2.7438 | 1.7732 | 1.2423 | 9.5356 | 1.1934
|  | 1.8491 | 1.6444 | 1.8597 | 2.7411 | 1.7756 | 1.2389 | 9.5461 | 1.1933
|  | 1.8518 | 1.637 | 1.8624 | 2.7241 | 1.7781 | 1.23 | 9.5559 | 1.1933
|  | 1.8544 | 1.6357 | 1.8651 | 2.7137 | 1.7805 | 1.2237 | 9.5657 | 1.1932
|  | 1.8571 | 1.6259 | 1.8678 | 2.734 | 1.783 | 1.2154 | 9.5755 | 1.1931
|  | 1.8597 | 1.6141 | 1.8705 | 2.7739 | 1.7854 | 1.2023 | 9.586 | 1.1931
|  | 1.8624 | 1.6062 | 1.8732 | 2.7765 | 1.7879 | 1.1998 | 9.5958 | 1.193
|  | 1.8651 | 1.6099 | 1.8759 | 2.7549 | 1.7904 | 1.1841 | 9.6056 | 1.1929
|  | 1.8678 | 1.6155 | 1.8786 | 2.7455 | 1.7929 | 1.1814 | 9.616 | 1.1929
|  | 1.8705 | 1.6168 | 1.8813 | 2.7344 | 1.7953 | 1.1815 | 9.6258 | 1.1928
|  | 1.8732 | 1.6221 | 1.8841 | 2.7145 | 1.7978 | 1.1712 | 9.6356 | 1.1927
|  | 1.8759 | 1.6065 | 1.8868 | 2.7019 | 1.8003 | 1.1662 | 9.6461 | 1.1926
|  | 1.8786 | 1.5933 | 1.8895 | 2.6926 | 1.8028 | 1.1635 | 9.6559 | 1.1925
|  | 1.8813 | 1.5999 | 1.8923 | 2.6841 | 1.8053 | 1.1632 | 9.6656 | 1.1925
|  | 1.8841 | 1.593 | 1.8951 | 2.698 | 1.8078 | 1.1624 | 9.6754 | 1.1924
|  | 1.8868 | 1.5871 | 1.8978 | 2.7005 | 1.8104 | 1.1597 | 9.6859 | 1.1923
|  | 1.8895 | 1.5926 | 1.9006 | 2.6916 | 1.8129 | 1.1518 | 9.6956 | 1.1922
|  | 1.8923 | 1.5832 | 1.9034 | 2.7109 | 1.8154 | 1.1515 | 9.7054 | 1.1921
|  | 1.8951 | 1.5857 | 1.9062 | 2.7156 | 1.818 | 1.1406 | 9.7159 | 1.192
|  | 1.8978 | 1.6057 | 1.909 | 2.7114 | 1.8205 | 1.1344 | 9.7256 | 1.1919
|  | 1.9006 | 1.6206 | 1.9118 | 2.7157 | 1.8231 | 1.1449 | 9.7354 | 1.1917
|  | 1.9034 | 1.6264 | 1.9147 | 2.6997 | 1.8257 | 1.1428 | 9.7458 | 1.1916
|  | 1.9062 | 1.6049 | 1.9175 | 2.698 | 1.8282 | 1.1335 | 9.7556 | 1.1915
|  | 1.909 | 1.595 | 1.9203 | 2.7155 | 1.8308 | 1.126 | 9.766 | 1.1914
|  | 1.9118 | 1.6203 | 1.9232 | 2.7048 | 1.8334 | 1.1271 | 9.7758 | 1.1912
|  | 1.9147 | 1.6168 | 1.926 | 2.6847 | 1.836 | 1.1218 | 9.7855 | 1.1911
|  | 1.9175 | 1.5939 | 1.9289 | 2.6832 | 1.8386 | 1.1113 | 9.796 | 1.191
|  | 1.9203 | 1.5993 | 1.9318 | 2.6823 | 1.8412 | 1.1035 | 9.8057 | 1.1908
|  | 1.9232 | 1.6063 | 1.9347 | 2.6744 | 1.8438 | 1.1017 | 9.8154 | 1.1907
|  | 1.926 | 1.5936 | 1.9376 | 2.6728 | 1.8465 | 1.1012 | 9.8259 | 1.1905
|  | 1.9289 | 1.5881 | 1.9405 | 2.6903 | 1.8491 | 1.0961 | 9.8356 | 1.1904
|  | 1.9318 | 1.5971 | 1.9434 | 2.7041 | 1.8518 | 1.0866 | 9.8453 | 1.1902
|  | 1.9347 | 1.5993 | 1.9463 | 2.682 | 1.8544 | 1.0794 | 9.8558 | 1.1901
|  | 1.9376 | 1.6016 | 1.9492 | 2.6561 | 1.8571 | 1.0846 | 9.8655 | 1.1899
|  | 1.9405 | 1.6137 | 1.9522 | 2.6596 | 1.8597 | 1.0929 | 9.8759 | 1.1897
|  | 1.9434 | 1.6125 | 1.9551 | 2.6776 | 1.8624 | 1.0879 | 9.8856 | 1.1896
|  | 1.9463 | 1.6 | 1.9581 | 2.6834 | 1.8651 | 1.0879 | 9.8954 | 1.1894
|  | 1.9492 | 1.5978 | 1.961 | 2.6704 | 1.8678 | 1.1016 | 9.9058 | 1.1892
|  | 1.9522 | 1.5983 | 1.964 | 2.6611 | 1.8705 | 1.1088 | 9.9155 | 1.189
|  | 1.9551 | 1.5961 | 1.967 | 2.671 | 1.8732 | 1.1131 | 9.9259 | 1.1888
|  | 1.9581 | 1.581 | 1.97 | 2.6757 | 1.8759 | 1.1268 | 9.9356 | 1.1886
|  | 1.961 | 1.5647 | 1.9729 | 2.6656 | 1.8786 | 1.1374 | 9.9453 | 1.1884
|  | 1.964 | 1.5702 | 1.976 | 2.6601 | 1.8813 | 1.1578 | 9.9557 | 1.1882
|  | 1.967 | 1.5832 | 1.979 | 2.6599 | 1.8841 | 1.2129 | 9.9654 | 1.188
|  | 1.97 | 1.5816 | 1.982 | 2.6586 | 1.8868 | 1.2812 | 9.9758 | 1.1878
|  | 1.9729 | 1.5661 | 1.985 | 2.6644 | 1.8895 | 1.3488 | 9.9855 | 1.1875
|  | 1.976 | 1.5638 | 1.9881 | 2.6792 | 1.8923 | 1.4102 | 9.9959 | 1.1873
|  | 1.979 | 1.5777 | 1.9911 | 2.6833 | 1.8951 | 1.4445 | 10.0056 | 1.187
|  | 1.982 | 1.581 | 1.9942 | 2.6714 | 1.8978 | 1.471 | 10.0152 | 1.1868
|  | 1.985 | 1.5751 | 1.9973 | 2.6595 | 1.9006 | 1.4914 | 10.0256 | 1.1866
|  | 1.9881 | 1.5818 | 2.0004 | 2.6604 | 1.9034 | 1.4939 | 10.0353 | 1.1863
|  | 1.9911 | 1.5851 | 2.0034 | 2.6666 | 1.9062 | 1.4867 | 10.0457 | 1.186
|  | 1.9942 | 1.5716 | 2.0065 | 2.6752 | 1.909 | 1.4798 | 10.0554 | 1.1858
|  | 1.9973 | 1.5686 | 2.0097 | 2.6873 | 1.9118 | 1.4813 | 10.0657 | 1.1855
|  | 2.0004 | 1.5761 | 2.0128 | 2.6721 | 1.9147 | 1.471 | 10.0754 | 1.1852
|  | 2.0034 | 1.5758 | 2.0159 | 2.6414 | 1.9175 | 1.4542 | 10.0858 | 1.1849
|  | 2.0065 | 1.568 | 2.0191 | 2.6408 | 1.9203 | 1.4406 | 10.0954 | 1.1846
|  | 2.0097 | 1.5633 | 2.0222 | 2.6436 | 1.9232 | 1.4142 | 10.1058 | 1.1843
|  | 2.0128 | 1.5662 | 2.0253 | 2.6242 | 1.926 | 1.3848 | 10.1155 | 1.184
|  | 2.0159 | 1.563 | 2.0285 | 2.6232 | 1.9289 | 1.3654 | 10.1258 | 1.1837
|  | 2.0191 | 1.5538 | 2.0317 | 2.6259 | 1.9318 | 1.3434 | 10.1355 | 1.1834
|  | 2.0222 | 1.5438 | 2.0349 | 2.6088 | 1.9347 | 1.3187 | 10.1451 | 1.1831
|  | 2.0253 | 1.5401 | 2.0381 | 2.5989 | 1.9376 | 1.2999 | 10.1555 | 1.1828
|  | 2.0285 | 1.552 | 2.0413 | 2.5952 | 1.9405 | 1.2762 | 10.1651 | 1.1825
|  | 2.0317 | 1.5517 | 2.0445 | 2.6077 | 1.9434 | 1.2525 | 10.1755 | 1.1822
|  | 2.0349 | 1.544 | 2.0478 | 2.6199 | 1.9463 | 1.23 | 10.1851 | 1.1819
|  | 2.0381 | 1.5455 | 2.051 | 2.6169 | 1.9492 | 1.2046 | 10.1954 | 1.1816
|  | 2.0413 | 1.5396 | 2.0542 | 2.6216 | 1.9522 | 1.1894 | 10.2058 | 1.1813
|  | 2.0445 | 1.5481 | 2.0575 | 2.6246 | 1.9551 | 1.177 | 10.2154 | 1.181
|  | 2.0478 | 1.5535 | 2.0608 | 2.6187 | 1.9581 | 1.1626 | 10.2257 | 1.1807
|  | 2.051 | 1.5372 | 2.0641 | 2.6163 | 1.961 | 1.1496 | 10.2354 | 1.1804
|  | 2.0542 | 1.5307 | 2.0673 | 2.6307 | 1.964 | 1.1336 | 10.2457 | 1.1801
|  | 2.0575 | 1.5373 | 2.0707 | 2.6418 | 1.967 | 1.119 | 10.2553 | 1.1798
|  | 2.0608 | 1.5477 | 2.074 | 2.6393 | 1.97 | 1.1064 | 10.2656 | 1.1795
|  | 2.0641 | 1.5478 | 2.0773 | 2.6407 | 1.9729 | 1.1051 | 10.2753 | 1.1791
|  | 2.0673 | 1.5455 | 2.0806 | 2.646 | 1.976 | 1.1097 | 10.2856 | 1.1788
|  | 2.0707 | 1.5485 | 2.084 | 2.6348 | 1.979 | 1.1041 | 10.2952 | 1.1785
|  | 2.074 | 1.5438 | 2.0873 | 2.6159 | 1.982 | 1.0996 | 10.3055 | 1.1782
|  | 2.0773 | 1.5414 | 2.0907 | 2.6132 | 1.985 | 1.105 | 10.3151 | 1.1779
|  | 2.0806 | 1.551 | 2.0941 | 2.6126 | 1.9881 | 1.1165 | 10.3254 | 1.1775
|  | 2.084 | 1.5575 | 2.0974 | 2.6142 | 1.9911 | 1.1174 | 10.3357 | 1.1772
|  | 2.0873 | 1.5534 | 2.1008 | 2.613 | 1.9942 | 1.1122 | 10.3453 | 1.1769
|  | 2.0907 | 1.5522 | 2.1043 | 2.6096 | 1.9973 | 1.1229 | 10.3556 | 1.1766
|  | 2.0941 | 1.5502 | 2.1077 | 2.611 | 2.0004 | 1.1355 | 10.3652 | 1.1763
|  | 2.0974 | 1.5373 | 2.1111 | 2.5998 | 2.0034 | 1.1427 | 10.3755 | 1.1759
|  | 2.1008 | 1.5268 | 2.1146 | 2.5976 | 2.0065 | 1.1587 | 10.3851 | 1.1756
|  | 2.1043 | 1.5328 | 2.118 | 2.6127 | 2.0097 | 1.1794 | 10.3954 | 1.1753
|  | 2.1077 | 1.5422 | 2.1215 | 2.6087 | 2.0128 | 1.2038 | 10.4056 | 1.1749
|  | 2.1111 | 1.536 | 2.125 | 2.5837 | 2.0159 | 1.2395 | 10.4152 | 1.1746
|  | 2.1146 | 1.5256 | 2.1284 | 2.569 | 2.0191 | 1.2743 | 10.4255 | 1.1743
|  | 2.118 | 1.5239 | 2.1319 | 2.5698 | 2.0222 | 1.297 | 10.4351 | 1.174
|  | 2.1215 | 1.5292 | 2.1355 | 2.5689 | 2.0253 | 1.3203 | 10.4453 | 1.1736
|  | 2.125 | 1.5272 | 2.139 | 2.5709 | 2.0285 | 1.3425 | 10.4556 | 1.1733
|  | 2.1284 | 1.5163 | 2.1425 | 2.5839 | 2.0317 | 1.3616 | 10.4652 | 1.1729
|  | 2.1319 | 1.5172 | 2.1461 | 2.5898 | 2.0349 | 1.3755 | 10.4754 | 1.1726
|  | 2.1355 | 1.5184 | 2.1496 | 2.5742 | 2.0381 | 1.3834 | 10.485 | 1.1723
|  | 2.139 | 1.5196 | 2.1532 | 2.5683 | 2.0413 | 1.4023 | 10.4953 | 1.1719
|  | 2.1425 | 1.5382 | 2.1568 | 2.5889 | 2.0445 | 1.4166 | 10.5055 | 1.1716
|  | 2.1461 | 1.5502 | 2.1604 | 2.596 | 2.0478 | 1.4218 | 10.5151 | 1.1713
|  | 2.1496 | 1.5454 | 2.164 | 2.5815 | 2.051 | 1.4334 | 10.5253 | 1.1709
|  | 2.1532 | 1.5375 | 2.1676 | 2.5768 | 2.0542 | 1.4454 | 10.5356 | 1.1706
|  | 2.1568 | 1.5224 | 2.1712 | 2.5827 | 2.0575 | 1.4548 | 10.5451 | 1.1702
|  | 2.1604 | 1.5217 | 2.1749 | 2.5745 | 2.0608 | 1.4657 | 10.5553 | 1.1699
|  | 2.164 | 1.532 | 2.1785 | 2.5682 | 2.0641 | 1.4778 | 10.5656 | 1.1696
|  | 2.1676 | 1.5178 | 2.1822 | 2.5775 | 2.0673 | 1.4849 | 10.5751 | 1.1692
|  | 2.1712 | 1.5064 | 2.1859 | 2.5769 | 2.0707 | 1.5001 | 10.5854 | 1.1688
|  | 2.1749 | 1.5107 | 2.1896 | 2.5707 | 2.074 | 1.5286 | 10.5949 | 1.1685
|  | 2.1785 | 1.5137 | 2.1933 | 2.5691 | 2.0773 | 1.5615 | 10.6051 | 1.1682
|  | 2.1822 | 1.5116 | 2.197 | 2.5614 | 2.0806 | 1.5996 | 10.6153 | 1.1678
|  | 2.1859 | 1.5083 | 2.2007 | 2.5519 | 2.084 | 1.6413 | 10.6255 | 1.1675
|  | 2.1896 | 1.5093 | 2.2045 | 2.5614 | 2.0873 | 1.7015 | 10.6351 | 1.1671
|  | 2.1933 | 1.5018 | 2.2082 | 2.5763 | 2.0907 | 1.7838 | 10.6453 | 1.1667
|  | 2.197 | 1.5057 | 2.212 | 2.5734 | 2.0941 | 1.8725 | 10.6555 | 1.1664
|  | 2.2007 | 1.5205 | 2.2158 | 2.5573 | 2.0974 | 1.9545 | 10.665 | 1.166
|  | 2.2045 | 1.5116 | 2.2196 | 2.5438 | 2.1008 | 2.0394 | 10.6752 | 1.1657
|  | 2.2082 | 1.5016 | 2.2234 | 2.5438 | 2.1043 | 2.1497 | 10.6854 | 1.1653
|  | 2.212 | 1.5101 | 2.2272 | 2.5469 | 2.1077 | 2.2627 | 10.6949 | 1.165
|  | 2.2158 | 1.5196 | 2.231 | 2.5396 | 2.1111 | 2.3526 | 10.7051 | 1.1646
|  | 2.2196 | 1.5196 | 2.2349 | 2.52 | 2.1146 | 2.4172 | 10.7153 | 1.1643
|  | 2.2234 | 1.5166 | 2.2387 | 2.5044 | 2.118 | 2.4442 | 10.7255 | 1.1639
|  | 2.2272 | 1.5156 | 2.2426 | 2.4875 | 2.1215 | 2.4526 | 10.735 | 1.1635
|  | 2.231 | 1.5145 | 2.2465 | 2.4611 | 2.125 | 2.4726 | 10.7452 | 1.1632
|  | 2.2349 | 1.4973 | 2.2504 | 2.4447 | 2.1284 | 2.4908 | 10.7553 | 1.1628
|  | 2.2387 | 1.4777 | 2.2543 | 2.4288 | 2.1319 | 2.4827 | 10.7648 | 1.1625
|  | 2.2426 | 1.4795 | 2.2582 | 2.4127 | 2.1355 | 2.4582 | 10.775 | 1.1621
|  | 2.2465 | 1.476 | 2.2622 | 2.4119 | 2.139 | 2.4299 | 10.7852 | 1.1617
|  | 2.2504 | 1.4713 | 2.2661 | 2.4186 | 2.1425 | 2.3773 | 10.7953 | 1.1614
|  | 2.2543 | 1.4785 | 2.2701 | 2.4239 | 2.1461 | 2.3087 | 10.8048 | 1.161
|  | 2.2582 | 1.4637 | 2.2741 | 2.43 | 2.1496 | 2.2668 | 10.815 | 1.1606
|  | 2.2622 | 1.4477 | 2.2781 | 2.4337 | 2.1532 | 2.2494 | 10.8252 | 1.1603
|  | 2.2661 | 1.4595 | 2.2821 | 2.4187 | 2.1568 | 2.2328 | 10.8353 | 1.1599
|  | 2.2701 | 1.467 | 2.2861 | 2.4078 | 2.1604 | 2.2227 | 10.8448 | 1.1596
|  | 2.2741 | 1.4636 | 2.2902 | 2.42 | 2.164 | 2.2133 | 10.8549 | 1.1592
|  | 2.2781 | 1.461 | 2.2942 | 2.4307 | 2.1676 | 2.1831 | 10.8651 | 1.1588
|  | 2.2821 | 1.4593 | 2.2983 | 2.4327 | 2.1712 | 2.1605 | 10.8752 | 1.1584
|  | 2.2861 | 1.4529 | 2.3024 | 2.4274 | 2.1749 | 2.1807 | 10.8854 | 1.1581
|  | 2.2902 | 1.4305 | 2.3064 | 2.4224 | 2.1785 | 2.2259 | 10.8948 | 1.1577
|  | 2.2942 | 1.4258 | 2.3106 | 2.428 | 2.1822 | 2.2839 | 10.9049 | 1.1573
|  | 2.2983 | 1.4413 | 2.3147 | 2.4345 | 2.1859 | 2.3572 | 10.9151 | 1.157
|  | 2.3024 | 1.4385 | 2.3188 | 2.4258 | 2.1896 | 2.4554 | 10.9252 | 1.1566
|  | 2.3064 | 1.4415 | 2.323 | 2.412 | 2.1933 | 2.5907 | 10.9353 | 1.1562
|  | 2.3106 | 1.4554 | 2.3272 | 2.4202 | 2.197 | 2.7283 | 10.9448 | 1.1559
|  | 2.3147 | 1.4494 | 2.3313 | 2.435 | 2.2007 | 2.8579 | 10.9549 | 1.1555
|  | 2.3188 | 1.4427 | 2.3355 | 2.43 | 2.2045 | 3.0035 | 10.965 | 1.1551
|  | 2.323 | 1.4505 | 2.3398 | 2.417 | 2.2082 | 3.153 | 10.9751 | 1.1548
|  | 2.3272 | 1.4577 | 2.344 | 2.4196 | 2.212 | 3.2768 | 10.9852 | 1.1544
|  | 2.3313 | 1.4661 | 2.3482 | 2.4376 | 2.2158 | 3.3673 | 10.9953 | 1.154
|  | 2.3355 | 1.4747 | 2.3525 | 2.4447 | 2.2196 | 3.4704 | 11.0048 | 1.1537
|  | 2.3398 | 1.4736 | 2.3568 | 2.4432 | 2.2234 | 3.6396 | 11.0149 | 1.1533
|  | 2.344 | 1.4627 | 2.3611 | 2.4409 | 2.2272 | 3.8763 | 11.025 | 1.1529
|  | 2.3482 | 1.4484 | 2.3654 | 2.4306 | 2.231 | 4.1574 | 11.0351 | 1.1526
|  | 2.3525 | 1.4434 | 2.3697 | 2.4193 | 2.2349 | 4.5468 | 11.0451 | 1.1522
|  | 2.3568 | 1.4454 | 2.374 | 2.4178 | 2.2387 | 5.0865 | 11.0552 | 1.1518
|  | 2.3611 | 1.4497 | 2.3784 | 2.4301 | 2.2426 | 5.6299 | 11.0647 | 1.1515
|  | 2.3654 | 1.4496 | 2.3828 | 2.4436 | 2.2465 | 6.1043 | 11.0747 | 1.1511
|  | 2.3697 | 1.4495 | 2.3872 | 2.4341 | 2.2504 | 6.4523 | 11.0848 | 1.1507
|  | 2.374 | 1.4603 | 2.3916 | 2.4123 | 2.2543 | 6.4827 | 11.0949 | 1.1504
|  | 2.3784 | 1.4623 | 2.396 | 2.4154 |  |  | 11.105 | 1.15
|  | 2.3828 | 1.452 | 2.4004 | 2.4342 |  |  | 11.115 | 1.1497
|  | 2.3872 | 1.4565 | 2.4049 | 2.4295 |  |  | 11.1251 | 1.1493
|  | 2.3916 | 1.4648 | 2.4093 | 2.4184 |  |  | 11.1352 | 1.149
|  | 2.396 | 1.4568 | 2.4138 | 2.423 |  |  | 11.1452 | 1.1486
|  | 2.4004 | 1.4559 | 2.4183 | 2.4152 |  |  | 11.1546 | 1.1482
|  | 2.4049 | 1.4592 | 2.4228 | 2.4077 |  |  | 11.1647 | 1.1479
|  | 2.4093 | 1.4539 | 2.4274 | 2.4152 |  |  | 11.1747 | 1.1476
|  | 2.4138 | 1.452 | 2.432 | 2.4108 |  |  | 11.1848 | 1.1472
|  | 2.4183 | 1.447 | 2.4365 | 2.4099 |  |  | 11.1948 | 1.1469
|  | 2.4228 | 1.4428 | 2.4411 | 2.419 |  |  | 11.2049 | 1.1466
|  | 2.4274 | 1.4445 | 2.4457 | 2.4129 |  |  | 11.2149 | 1.1462
|  | 2.432 | 1.4429 | 2.4503 | 2.4019 |  |  | 11.2249 | 1.1459
|  | 2.4365 | 1.4396 | 2.455 | 2.4139 |  |  | 11.235 | 1.1456
|  | 2.4411 | 1.4452 | 2.4596 | 2.4279 |  |  | 11.245 | 1.1453
|  | 2.4457 | 1.4533 | 2.4643 | 2.4223 |  |  | 11.255 | 1.145
|  | 2.4503 | 1.4374 | 2.469 | 2.4071 |  |  | 11.2651 | 1.1447
|  | 2.455 | 1.432 | 2.4737 | 2.3936 |  |  | 11.2751 | 1.1444
|  | 2.4596 | 1.4513 | 2.4785 | 2.4003 |  |  | 11.2851 | 1.1441
|  | 2.4643 | 1.4557 | 2.4832 | 2.4109 |  |  | 11.2951 | 1.1439
|  | 2.469 | 1.4476 | 2.488 | 2.4078 |  |  | 11.3051 | 1.1436
|  | 2.4737 | 1.4398 | 2.4927 | 2.4135 |  |  | 11.3151 | 1.1434
|  | 2.4785 | 1.4434 | 2.4975 | 2.4174 |  |  | 11.3251 | 1.1432
|  | 2.4832 | 1.4465 | 2.5024 | 2.4061 |  |  | 11.3351 | 1.1429
|  | 2.488 | 1.4457 | 2.5072 | 2.3987 |  |  | 11.3451 | 1.1428
|  | 2.4927 | 1.4544 | 2.5121 | 2.3994 |  |  | 11.3551 | 1.1426
|  | 2.4975 | 1.45 | 2.517 | 2.4024 |  |  | 11.3651 | 1.1425
|  | 2.5024 | 1.446 | 2.5218 | 2.4077 |  |  | 11.3751 | 1.1423
|  | 2.5072 | 1.455 | 2.5268 | 2.4236 |  |  | 11.3851 | 1.1423
|  | 2.5121 | 1.4582 | 2.5317 | 2.4382 |  |  | 11.3951 | 1.1422
|  | 2.517 | 1.4573 | 2.5366 | 2.4421 |  |  | 11.4051 | 1.1423
|  | 2.5218 | 1.4529 | 2.5416 | 2.4498 |  |  | 11.415 | 1.1423
|  | 2.5268 | 1.4639 | 2.5466 | 2.4572 |  |  | 11.425 | 1.1425
|  | 2.5317 | 1.4751 | 2.5516 | 2.4596 |  |  | 11.435 | 1.1427
|  | 2.5366 | 1.4656 | 2.5567 | 2.4665 |  |  | 11.445 | 1.1427
|  | 2.5416 | 1.475 | 2.5617 | 2.4908 |  |  | 11.4549 | 1.1428
|  | 2.5466 | 1.4899 | 2.5668 | 2.5042 |  |  | 11.4649 | 1.1429
|  | 2.5516 | 1.4747 | 2.5719 | 2.486 |  |  | 11.4748 | 1.1432
|  | 2.5567 | 1.4734 | 2.577 | 2.4806 |  |  | 11.4848 | 1.1432
|  | 2.5617 | 1.516 | 2.5821 | 2.5082 |  |  | 11.4947 | 1.1432
|  | 2.5668 | 1.5374 | 2.5873 | 2.5319 |  |  | 11.5047 | 1.1434
|  | 2.5719 | 1.5071 | 2.5924 | 2.5306 |  |  | 11.5146 | 1.1438
|  | 2.577 | 1.4915 | 2.5976 | 2.5317 |  |  | 11.5246 | 1.1436
|  | 2.5821 | 1.5161 | 2.6029 | 2.5561 |  |  | 11.5345 | 1.1436
|  | 2.5873 | 1.5299 | 2.6081 | 2.5603 |  |  | 11.5445 | 1.1439
|  | 2.5924 | 1.518 | 2.6134 | 2.5417 |  |  | 11.5544 | 1.1449
|  | 2.5976 | 1.512 | 2.6186 | 2.5226 |  |  | 11.565 | 1.1444
|  | 2.6029 | 1.5235 | 2.6239 | 2.5095 |  |  | 11.5749 | 1.1434
|  | 2.6081 | 1.5416 | 2.6293 | 2.5255 |  |  | 11.5848 | 1.1424
|  | 2.6134 | 1.5499 | 2.6346 | 2.5161 |  |  | 11.5948 | 1.1459
|  | 2.6186 | 1.5323 | 2.64 | 2.4947 |  |  | 11.6047 | 1.1448
|  | 2.6239 | 1.5085 | 2.6454 | 2.4982 |  |  | 11.6146 | 1.1438
|  | 2.6293 | 1.5196 | 2.6508 | 2.4973 |  |  | 11.6245 | 1.1428
|  | 2.6346 | 1.5007 | 2.6562 | 2.5047 |  |  | 11.6344 | 1.1418
|  | 2.64 | 1.4663 | 2.6617 | 2.5489 |  |  | 11.6443 | 1.1408
|  | 2.6454 | 1.4783 | 2.6671 | 2.5933 |  |  | 11.6549 | 1.1397
|  | 2.6508 | 1.5064 | 2.6726 | 2.588 |  |  | 11.6648 | 1.1387
|  | 2.6562 | 1.5177 | 2.6782 | 2.5556 |  |  | 11.6747 | 1.1377
|  | 2.6617 | 1.5472 | 2.6837 | 2.5149 |  |  | 11.6846 | 1.1366
|  | 2.6671 | 1.5971 | 2.6893 | 2.4921 |  |  | 11.6945 | 1.1356
|  | 2.6726 | 1.5958 | 2.6949 | 2.4916 |  |  | 11.7043 | 1.1346
|  | 2.6782 | 1.568 | 2.7005 | 2.4925 |  |  | 11.7149 | 1.1335
|  | 2.6837 | 1.5366 | 2.7061 | 2.4903 |  |  | 11.7248 | 1.1325
|  | 2.6893 | 1.5156 | 2.7118 | 2.4971 |  |  | 11.7347 | 1.1315
|  | 2.6949 | 1.5071 | 2.7175 | 2.5113 |  |  | 11.7445 | 1.1305
|  | 2.7005 | 1.5025 | 2.7232 | 2.4963 |  |  | 11.7544 | 1.1295
|  | 2.7061 | 1.512 | 2.7289 | 2.4611 |  |  | 11.7643 | 1.1285
|  | 2.7118 | 1.5231 | 2.7347 | 2.4729 |  |  | 11.7748 | 1.1274
|  | 2.7175 | 1.5511 | 2.7404 | 2.5058 |  |  | 11.7846 | 1.1264
|  | 2.7232 | 1.5557 | 2.7462 | 2.4748 |  |  | 11.7945 | 1.1254
|  | 2.7289 | 1.5278 | 2.7521 | 2.4499 |  |  | 11.8043 | 1.1243
|  | 2.7347 | 1.5492 | 2.7579 | 2.4617 |  |  | 11.8148 | 1.1233
|  | 2.7404 | 1.5766 | 2.7638 | 2.4652 |  |  | 11.8247 | 1.1223
|  | 2.7462 | 1.5624 | 2.7697 | 2.4474 |  |  | 11.8345 | 1.1213
|  | 2.7521 | 1.5624 | 2.7757 | 2.4236 |  |  | 11.8444 | 1.1202
|  | 2.7579 | 1.5791 | 2.7816 | 2.4046 |  |  | 11.8542 | 1.1192
|  | 2.7638 | 1.5985 | 2.7876 | 2.383 |  |  | 11.8647 | 1.1182
|  | 2.7697 | 1.5933 | 2.7936 | 2.3632 |  |  | 11.8745 | 1.1172
|  | 2.7757 | 1.5695 | 2.7996 | 2.3748 |  |  | 11.8844 | 1.1162
|  | 2.7816 | 1.5722 | 2.8057 | 2.3871 |  |  | 11.8942 | 1.1152
|  | 2.7876 | 1.5784 | 2.8118 | 2.3717 |  |  | 11.9047 | 1.1141
|  | 2.7936 | 1.5495 | 2.8179 | 2.3614 |  |  | 11.9145 | 1.1131
|  | 2.7996 | 1.5443 | 2.824 | 2.3461 |  |  | 11.9243 | 1.1121
|  | 2.8057 | 1.5606 | 2.8302 | 2.3511 |  |  | 11.9347 | 1.111
|  | 2.8118 | 1.5581 | 2.8364 | 2.3638 |  |  | 11.9446 | 1.11
|  | 2.8179 | 1.5679 | 2.8426 | 2.3548 |  |  | 11.9544 | 1.109
|  | 2.824 | 1.569 | 2.8489 | 2.3698 |  |  | 11.9642 | 1.108
|  | 2.8302 | 1.5649 | 2.8551 | 2.3834 |  |  | 11.9746 | 1.107
|  | 2.8364 | 1.5637 | 2.8614 | 2.3789 |  |  | 11.9844 | 1.106
|  | 2.8426 | 1.5478 | 2.8678 | 2.3864 |  |  | 11.9942 | 1.105
|  | 2.8489 | 1.5418 | 2.8741 | 2.374 |  |  | 12.0046 | 1.1039
|  | 2.8551 | 1.5442 | 2.8805 | 2.3671 |  |  | 12.0144 | 1.103
|  | 2.8614 | 1.5431 | 2.8869 | 2.3843 |  |  | 12.0242 | 1.102
|  | 2.8678 | 1.5479 | 2.8934 | 2.3818 |  |  | 12.0346 | 1.1009
|  | 2.8741 | 1.5279 | 2.8998 | 2.3743 |  |  | 12.0444 | 1.0999
|  | 2.8805 | 1.5123 | 2.9063 | 2.3835 |  |  | 12.0542 | 1.099
|  | 2.8869 | 1.536 | 2.9129 | 2.3891 |  |  | 12.0646 | 1.0979
|  | 2.8934 | 1.5481 | 2.9194 | 2.3819 |  |  | 12.0744 | 1.0969
|  | 2.8998 | 1.5438 | 2.926 | 2.3716 |  |  | 12.0841 | 1.096
|  | 2.9063 | 1.5467 | 2.9326 | 2.3601 |  |  | 12.0945 | 1.0949
|  | 2.9129 | 1.5636 | 2.9393 | 2.3563 |  |  | 12.1043 | 1.0939
|  | 2.9194 | 1.575 | 2.946 | 2.3481 |  |  | 12.1147 | 1.0929
|  | 2.926 | 1.5582 | 2.9527 | 2.3374 |  |  | 12.1244 | 1.0919
|  | 2.9326 | 1.5415 | 2.9594 | 2.3367 |  |  | 12.1342 | 1.091
|  | 2.9393 | 1.5422 | 2.9662 | 2.3452 |  |  | 12.1446 | 1.0899
|  | 2.946 | 1.539 | 2.973 | 2.3455 |  |  | 12.1543 | 1.089
|  | 2.9527 | 1.5461 | 2.9798 | 2.329 |  |  | 12.1647 | 1.088
|  | 2.9594 | 1.5552 | 2.9867 | 2.3314 |  |  | 12.1744 | 1.087
|  | 2.9662 | 1.5479 | 2.9936 | 2.3288 |  |  | 12.1841 | 1.086
|  | 2.973 | 1.5411 | 3.0005 | 2.317 |  |  | 12.1945 | 1.085
|  | 2.9798 | 1.5275 | 3.0075 | 2.3158 |  |  | 12.2042 | 1.0841
|  | 2.9867 | 1.5292 | 3.0145 | 2.313 |  |  | 12.2146 | 1.0831
|  | 2.9936 | 1.5393 | 3.0215 | 2.3117 |  |  | 12.2243 | 1.0821
|  | 3.0005 | 1.5257 | 3.0286 | 2.3075 |  |  | 12.2346 | 1.0811
|  | 3.0075 | 1.5106 | 3.0357 | 2.3169 |  |  | 12.2443 | 1.0801
|  | 3.0145 | 1.5222 | 3.0428 | 2.3184 |  |  | 12.254 | 1.0792
|  | 3.0215 | 1.5339 | 3.0499 | 2.302 |  |  | 12.2644 | 1.0782
|  | 3.0286 | 1.5189 | 3.0571 | 2.3064 |  |  | 12.2741 | 1.0773
|  | 3.0357 | 1.5167 | 3.0644 | 2.3253 |  |  | 12.2844 | 1.0762
|  | 3.0428 | 1.5118 | 3.0716 | 2.3272 |  |  | 12.2941 | 1.0753
|  | 3.0499 | 1.502 | 3.0789 | 2.3188 |  |  | 12.3044 | 1.0743
|  | 3.0571 | 1.5083 | 3.0863 | 2.323 |  |  | 12.3141 | 1.0734
|  | 3.0644 | 1.5111 | 3.0936 | 2.3234 |  |  | 12.3244 | 1.0724
|  | 3.0716 | 1.5181 | 3.101 | 2.3153 |  |  | 12.3341 | 1.0715
|  | 3.0789 | 1.5137 | 3.1085 | 2.315 |  |  | 12.3444 | 1.0705
|  | 3.0863 | 1.5134 | 3.1159 | 2.3176 |  |  | 12.3541 | 1.0696
|  | 3.0936 | 1.5133 | 3.1234 | 2.323 |  |  | 12.3644 | 1.0686
|  | 3.101 | 1.4842 | 3.131 | 2.3243 |  |  | 12.3741 | 1.0677
|  | 3.1085 | 1.4927 | 3.1386 | 2.3144 |  |  | 12.3844 | 1.0667
|  | 3.1159 | 1.5136 | 3.1462 | 2.3021 |  |  | 12.394 | 1.0658
|  | 3.1234 | 1.5028 | 3.1538 | 2.2917 |  |  | 12.4043 | 1.0648
|  | 3.131 | 1.4955 | 3.1615 | 2.2904 |  |  | 12.4139 | 1.0639
|  | 3.1386 | 1.4844 | 3.1693 | 2.294 |  |  | 12.4242 | 1.063
|  | 3.1462 | 1.4695 | 3.177 | 2.2843 |  |  | 12.4345 | 1.062
|  | 3.1538 | 1.4666 | 3.1848 | 2.2674 |  |  | 12.4442 | 1.0611
|  | 3.1615 | 1.4765 | 3.1927 | 2.2589 |  |  | 12.4544 | 1.0601
|  | 3.1693 | 1.4844 | 3.2006 | 2.2594 |  |  | 12.4641 | 1.0593
|  | 3.177 | 1.4878 | 3.2085 | 2.2707 |  |  | 12.4743 | 1.0583
|  | 3.1848 | 1.4905 | 3.2164 | 2.2708 |  |  | 12.4839 | 1.0574
|  | 3.1927 | 1.4839 | 3.2245 | 2.2631 |  |  | 12.4942 | 1.0565
|  | 3.2006 | 1.4716 | 3.2325 | 2.2603 |  |  | 12.5045 | 1.0555
|  | 3.2085 | 1.4832 | 3.2406 | 2.2369 |  |  | 12.5141 | 1.0547
|  | 3.2164 | 1.4907 | 3.2487 | 2.2078 |  |  | 12.5243 | 1.0537
|  | 3.2245 | 1.4676 | 3.2569 | 2.2042 |  |  | 12.5339 | 1.0529
|  | 3.2325 | 1.4524 | 3.2651 | 2.2239 |  |  | 12.5442 | 1.0519
|  | 3.2406 | 1.45 | 3.2733 | 2.2247 |  |  | 12.5544 | 1.051
|  | 3.2487 | 1.4558 | 3.2816 | 2.2042 |  |  | 12.564 | 1.0502
|  | 3.2569 | 1.4519 | 3.2899 | 2.2021 |  |  | 12.5742 | 1.0492
|  | 3.2651 | 1.4447 | 3.2983 | 2.1948 |  |  | 12.5844 | 1.0483
|  | 3.2733 | 1.4531 | 3.3067 | 2.1793 |  |  | 12.594 | 1.0475
|  | 3.2816 | 1.4387 | 3.3152 | 2.1748 |  |  | 12.6042 | 1.0466
|  | 3.2899 | 1.4265 | 3.3237 | 2.1605 |  |  | 12.6138 | 1.0457
|  | 3.2983 | 1.4529 | 3.3322 | 2.138 |  |  | 12.624 | 1.0448
|  | 3.3067 | 1.4654 | 3.3408 | 2.1174 |  |  | 12.6342 | 1.0439
|  | 3.3152 | 1.4451 | 3.3494 | 2.0948 |  |  | 12.6438 | 1.0431
|  | 3.3237 | 1.4411 | 3.3581 | 2.0852 |  |  | 12.654 | 1.0422
|  | 3.3322 | 1.4538 | 3.3668 | 2.0932 |  |  | 12.6642 | 1.0413
|  | 3.3408 | 1.4481 | 3.3756 | 2.0942 |  |  | 12.6744 | 1.0405
|  | 3.3494 | 1.4372 | 3.3844 | 2.0919 |  |  | 12.6839 | 1.0396
|  | 3.3581 | 1.4355 | 3.3933 | 2.086 |  |  | 12.6941 | 1.0388
|  | 3.3668 | 1.4326 | 3.4022 | 2.0835 |  |  | 12.7043 | 1.0379
|  | 3.3756 | 1.4225 | 3.4111 | 2.0951 |  |  | 12.7138 | 1.0371
|  | 3.3844 | 1.4235 | 3.4201 | 2.0982 |  |  | 12.724 | 1.0362
|  | 3.3933 | 1.4318 | 3.4292 | 2.0871 |  |  | 12.7341 | 1.0354
|  | 3.4022 | 1.4379 | 3.4383 | 2.0715 |  |  | 12.7443 | 1.0345
|  | 3.4111 | 1.4395 | 3.4474 | 2.0688 |  |  | 12.7538 | 1.0337
|  | 3.4201 | 1.4271 | 3.4566 | 2.0762 |  |  | 12.764 | 1.0329
|  | 3.4292 | 1.4218 | 3.4659 | 2.0773 |  |  | 12.7741 | 1.032
|  | 3.4383 | 1.4254 | 3.4751 | 2.0735 |  |  | 12.7843 | 1.0312
|  | 3.4474 | 1.4287 | 3.4845 | 2.0729 |  |  | 12.7938 | 1.0304
|  | 3.4566 | 1.4362 | 3.4939 | 2.0755 |  |  | 12.8039 | 1.0296
|  | 3.4659 | 1.4277 | 3.5033 | 2.0805 |  |  | 12.814 | 1.0288
|  | 3.4751 | 1.4113 | 3.5128 | 2.096 |  |  | 12.8242 | 1.0279
|  | 3.4845 | 1.4212 | 3.5224 | 2.0989 |  |  | 12.8337 | 1.0272
|  | 3.4939 | 1.4293 | 3.532 | 2.0962 |  |  | 12.8438 | 1.0264
|  | 3.5033 | 1.4202 | 3.5416 | 2.1163 |  |  | 12.8539 | 1.0255
|  | 3.5128 | 1.4245 | 3.5513 | 2.1246 |  |  | 12.864 | 1.0247
|  | 3.5224 | 1.4286 | 3.5611 | 2.111 |  |  | 12.8742 | 1.0239
|  | 3.532 | 1.426 | 3.5709 | 2.1131 |  |  | 12.8842 | 1.0232
|  | 3.5416 | 1.4401 | 3.5807 | 2.1251 |  |  | 12.8937 | 1.0224
|  | 3.5513 | 1.4501 | 3.5907 | 2.129 |  |  | 12.9038 | 1.0216
|  | 3.5611 | 1.4395 | 3.6006 | 2.1385 |  |  | 12.9139 | 1.0208
|  | 3.5709 | 1.4462 | 3.6107 | 2.153 |  |  | 12.924 | 1.0201
|  | 3.5807 | 1.4503 | 3.6208 | 2.1453 |  |  | 12.9341 | 1.0193
|  | 3.5907 | 1.4344 | 3.6309 | 2.1285 |  |  | 12.9442 | 1.0185
|  | 3.6006 | 1.4313 | 3.6411 | 2.1321 |  |  | 12.9536 | 1.0178
|  | 3.6107 | 1.4494 | 3.6513 | 2.1369 |  |  | 12.9637 | 1.017
|  | 3.6208 | 1.4697 | 3.6617 | 2.1326 |  |  | 12.9738 | 1.0163
|  | 3.6309 | 1.464 | 3.672 | 2.132 |  |  | 12.9838 | 1.0155
|  | 3.6411 | 1.4704 | 3.6825 | 2.1419 |  |  | 12.9939 | 1.0148
|  | 3.6513 | 1.4788 | 3.693 | 2.1668 |  |  | 13.004 | 1.014
|  | 3.6617 | 1.4742 | 3.7035 | 2.1782 |  |  | 13.014 | 1.0133
|  | 3.672 | 1.479 | 3.7141 | 2.1724 |  |  | 13.0241 | 1.0126
|  | 3.6825 | 1.4704 | 3.7248 | 2.1836 |  |  | 13.0341 | 1.0119
|  | 3.693 | 1.4737 | 3.7355 | 2.1868 |  |  | 13.0442 | 1.0111
|  | 3.7035 | 1.4844 | 3.7463 | 2.1689 |  |  | 13.0536 | 1.0105
|  | 3.7141 | 1.4878 | 3.7572 | 2.1662 |  |  | 13.0636 | 1.0098
|  | 3.7248 | 1.5016 | 3.7681 | 2.1733 |  |  | 13.0736 | 1.0091
|  | 3.7355 | 1.5022 | 3.7791 | 2.1813 |  |  | 13.0837 | 1.0084
|  | 3.7463 | 1.5059 | 3.7901 | 2.1856 |  |  | 13.0937 | 1.0076
|  | 3.7572 | 1.5267 | 3.8013 | 2.1675 |  |  | 13.1037 | 1.007
|  | 3.7681 | 1.5225 | 3.8124 | 2.1558 |  |  | 13.1137 | 1.0063
|  | 3.7791 | 1.5218 | 3.8237 | 2.1618 |  |  | 13.1237 | 1.0056
|  | 3.7901 | 1.5417 | 3.835 | 2.1468 |  |  | 13.1337 | 1.0049
|  | 3.8013 | 1.5434 | 3.8464 | 2.1273 |  |  | 13.1437 | 1.0042
|  | 3.8124 | 1.5462 | 3.8578 | 2.1378 |  |  | 13.1537 | 1.0036
|  | 3.8237 | 1.5512 | 3.8693 | 2.1519 |  |  | 13.1637 | 1.0029
|  | 3.835 | 1.5497 | 3.8809 | 2.142 |  |  | 13.1737 | 1.0023
|  | 3.8464 | 1.5613 | 3.8926 | 2.1239 |  |  | 13.1837 | 1.0016
|  | 3.8578 | 1.5665 | 3.9043 | 2.1191 |  |  | 13.1937 | 1.001
|  | 3.8693 | 1.5677 | 3.9161 | 2.1229 |  |  | 13.2037 | 1.0003
|  | 3.8809 | 1.5904 | 3.928 | 2.121 |  |  | 13.2136 | 0.99968
|  | 3.8926 | 1.6221 | 3.9399 | 2.1289 |  |  | 13.2236 | 0.99905
|  | 3.9043 | 1.6363 | 3.9519 | 2.1411 |  |  | 13.2336 | 0.99843
|  | 3.9161 | 1.6288 | 3.964 | 2.1447 |  |  | 13.2435 | 0.99781
|  | 3.928 | 1.6256 | 3.9762 | 2.1415 |  |  | 13.2535 | 0.99719
|  | 3.9399 | 1.6541 | 3.9884 | 2.1361 |  |  | 13.2634 | 0.99659
|  | 3.9519 | 1.6752 | 4.0007 | 2.142 |  |  | 13.274 | 0.99594
|  | 3.964 | 1.6761 | 4.0131 | 2.1409 |  |  | 13.284 | 0.99535
|  | 3.9762 | 1.6912 | 4.0255 | 2.1394 |  |  | 13.2939 | 0.99475
|  | 3.9884 | 1.6939 | 4.0381 | 2.147 |  |  | 13.3038 | 0.99417
|  | 4.0007 | 1.6995 | 4.0507 | 2.1341 |  |  | 13.3138 | 0.99359
|  | 4.0131 | 1.7281 | 4.0634 | 2.1139 |  |  | 13.3237 | 0.99301
|  | 4.0255 | 1.765 | 4.0762 | 2.1135 |  |  | 13.3336 | 0.99244
|  | 4.0381 | 1.7944 | 4.089 | 2.1136 |  |  | 13.3435 | 0.99188
|  | 4.0507 | 1.8011 | 4.102 | 2.1051 |  |  | 13.3534 | 0.99132
|  | 4.0634 | 1.8131 | 4.115 | 2.0999 |  |  | 13.364 | 0.99073
|  | 4.0762 | 1.8303 | 4.1281 | 2.0885 |  |  | 13.3739 | 0.99018
|  | 4.089 | 1.8577 | 4.1413 | 2.071 |  |  | 13.3838 | 0.98964
|  | 4.102 | 1.9018 | 4.1546 | 2.0741 |  |  | 13.3937 | 0.98911
|  | 4.115 | 1.9267 | 4.1679 | 2.0869 |  |  | 13.4036 | 0.98858
|  | 4.1281 | 1.9427 | 4.1814 | 2.086 |  |  | 13.4135 | 0.98805
|  | 4.1413 | 1.9699 | 4.1949 | 2.1077 |  |  | 13.4233 | 0.98753
|  | 4.1546 | 2.0043 | 4.2085 | 2.191 |  |  | 13.4338 | 0.98699
|  | 4.1679 | 2.0443 | 4.2222 | 2.3488 |  |  | 13.4437 | 0.98648
|  | 4.1814 | 2.0894 | 4.236 | 2.4558 |  |  | 13.4536 | 0.98598
|  | 4.1949 | 2.1345 | 4.2499 | 2.4038 |  |  | 13.4635 | 0.98548
|  | 4.2085 | 2.1974 | 4.2639 | 2.3841 |  |  | 13.4733 | 0.98499
|  | 4.2222 | 2.329 | 4.278 | 2.3998 |  |  | 13.4838 | 0.98448
|  | 4.236 | 2.481 | 4.2921 | 2.3906 |  |  | 13.4937 | 0.984
|  | 4.2499 | 2.4903 | 4.3064 | 2.339 |  |  | 13.5035 | 0.98353
|  | 4.2639 | 2.5037 | 4.3208 | 2.2828 |  |  | 13.5134 | 0.98307
|  | 4.278 | 2.5657 | 4.3352 | 2.2344 |  |  | 13.5238 | 0.98258
|  | 4.2921 | 2.6012 | 4.3498 | 2.1895 |  |  | 13.5337 | 0.98213
|  | 4.3064 | 2.6222 | 4.3644 | 2.17 |  |  | 13.5435 | 0.98168
|  | 4.3208 | 2.6323 | 4.3792 | 2.1775 |  |  | 13.5533 | 0.98124
|  | 4.3352 | 2.6321 | 4.394 | 2.1854 |  |  | 13.5638 | 0.98078
|  | 4.3498 | 2.6715 | 4.4089 | 2.189 |  |  | 13.5736 | 0.98035
|  | 4.3644 | 2.7298 | 4.424 | 2.1903 |  |  | 13.5834 | 0.97992
|  | 4.3792 | 2.7894 | 4.4391 | 2.188 |  |  | 13.5938 | 0.97948
|  | 4.394 | 2.8555 | 4.4544 | 2.2035 |  |  | 13.6036 | 0.97907
|  | 4.4089 | 2.9169 | 4.4698 | 2.2173 |  |  | 13.6134 | 0.97867
|  | 4.424 | 2.9965 | 4.4852 | 2.2052 |  |  | 13.6238 | 0.97825
|  | 4.4391 | 3.1037 | 4.5008 | 2.2089 |  |  | 13.6336 | 0.97785
|  | 4.4544 | 3.1969 | 4.5165 | 2.2235 |  |  | 13.6434 | 0.97747
|  | 4.4698 | 3.2737 | 4.5323 | 2.2332 |  |  | 13.6532 | 0.97709
|  | 4.4852 | 3.3647 | 4.5482 | 2.2387 |  |  | 13.6636 | 0.97669
|  | 4.5008 | 3.4815 | 4.5642 | 2.2294 |  |  | 13.6734 | 0.97633
|  | 4.5165 | 3.6102 | 4.5803 | 2.2415 |  |  | 13.6838 | 0.97595
|  | 4.5323 | 3.7171 | 4.5965 | 2.2651 |  |  | 13.6936 | 0.97559
|  | 4.5482 | 3.8257 | 4.6129 | 2.2729 |  |  | 13.7033 | 0.97525
|  | 4.5642 | 3.953 | 4.6294 | 2.2751 |  |  | 13.7137 | 0.97488
|  | 4.5803 | 4.0865 | 4.646 | 2.2844 |  |  | 13.7234 | 0.97455
|  | 4.5965 | 4.2207 | 4.6627 | 2.3085 |  |  | 13.7332 | 0.97422
|  | 4.6129 | 4.3636 | 4.6795 | 2.3097 |  |  | 13.7436 | 0.97388
|  | 4.6294 | 4.5293 | 4.6965 | 2.3079 |  |  | 13.7533 | 0.97357
|  | 4.646 | 4.696 | 4.7135 | 2.3387 |  |  | 13.7636 | 0.97324
|  | 4.6627 | 4.8514 | 4.7308 | 2.3567 |  |  | 13.7734 | 0.97294
|  | 4.6795 | 5.0226 | 4.7481 | 2.3591 |  |  | 13.7837 | 0.97262
|  | 4.6965 | 5.2138 | 4.7655 | 2.3808 |  |  | 13.7934 | 0.97234
|  | 4.7135 | 5.4011 | 4.7831 | 2.4195 |  |  | 13.8032 | 0.97205
|  | 4.7308 | 5.6038 | 4.8008 | 2.446 |  |  | 13.8135 | 0.97176
|  | 4.7481 | 5.8262 | 4.8187 | 2.4579 |  |  | 13.8232 | 0.97149
|  | 4.7655 | 6.0666 | 4.8367 | 2.4767 |  |  | 13.8335 | 0.97121
|  | 4.7831 | 6.3078 | 4.8548 | 2.4923 |  |  | 13.8432 | 0.97096
|  | 4.8008 | 6.5467 | 4.873 | 2.5076 |  |  | 13.8535 | 0.97069
|  | 4.8187 | 6.8237 | 4.8914 | 2.5367 |  |  | 13.8632 | 0.97045
|  | 4.8367 | 7.1162 | 4.91 | 2.575 |  |  | 13.8735 | 0.9702
|  | 4.8548 | 7.4095 | 4.9286 | 2.6016 |  |  | 13.8832 | 0.96997
|  | 4.873 | 7.7101 | 4.9474 | 2.6188 |  |  | 13.8935 | 0.96974
|  | 4.8914 | 8.0296 | 4.9664 | 2.6429 |  |  | 13.9032 | 0.96952
|  | 4.91 | 8.3445 | 4.9855 | 2.6774 |  |  | 13.9134 | 0.9693
|  | 4.9286 | 8.6896 | 5.0047 | 2.7177 |  |  | 13.9231 | 0.9691
|  | 4.9474 | 9.0987 | 5.0241 | 2.7569 |  |  | 13.9334 | 0.96889
|  | 4.9664 | 9.5177 | 5.0437 | 2.7983 |  |  | 13.9436 | 0.96869
|  | 4.9855 | 9.9007 | 5.0634 | 2.8438 |  |  | 13.9533 | 0.96851
|  | 5.0047 | 10.3203 | 5.0832 | 2.9057 |  |  | 13.9635 | 0.96833
|  | 5.0241 | 10.7738 | 5.1033 | 2.9707 |  |  | 13.9732 | 0.96816
|  | 5.0437 | 11.1826 | 5.1234 | 3.0263 |  |  | 13.9834 | 0.96799
|  | 5.0634 | 11.7375 | 5.1438 | 3.0915 |  |  | 13.9931 | 0.96784
|  | 5.0832 | 12.3259 | 5.1643 | 3.1609 |  |  | 14.0033 | 0.96768
|  | 5.1033 | 12.9686 | 5.1849 | 3.2269 |  |  | 14.0135 | 0.96753
|  | 5.1234 | 13.7447 | 5.2057 | 3.305 |  |  | 14.0231 | 0.9674
|  | 5.1438 | 14.1416 | 5.2267 | 3.3808 |  |  | 14.0334 | 0.96727
|  | 5.1643 | 14.9076 | 5.2479 | 3.4454 |  |  | 14.0436 | 0.96714
|  | 5.1849 | 15.7264 | 5.2692 | 3.525 |  |  | 14.0532 | 0.96703
|  | 5.2057 | 15.8934 | 5.2907 | 3.622 |  |  | 14.0634 | 0.96692
|  | 5.2267 | 17.6896 | 5.3124 | 3.7177 |  |  | 14.0736 | 0.96682
|  | 5.2479 | 18.3017 | 5.3343 | 3.8295 |  |  | 14.0832 | 0.96672
|  |  |  | 5.3563 | 3.9531 |  |  | 14.0934 | 0.96664
|  |  |  | 5.3785 | 4.0488 |  |  | 14.1036 | 0.96655
|  |  |  | 5.4009 | 4.1438 |  |  | 14.1131 | 0.96648
|  |  |  | 5.4235 | 4.2787 |  |  | 14.1233 | 0.96642
|  |  |  | 5.4463 | 4.4184 |  |  | 14.1335 | 0.96636
|  |  |  | 5.4693 | 4.5382 |  |  | 14.1431 | 0.96631
|  |  |  | 5.4925 | 4.6594 |  |  | 14.1532 | 0.96627
|  |  |  | 5.5159 | 4.8101 |  |  | 14.1634 | 0.96623
|  |  |  | 5.5394 | 4.9711 |  |  | 14.1735 | 0.9662
|  |  |  | 5.5632 | 5.0685 |  |  | 14.1831 | 0.96618
|  |  |  | 5.5872 | 5.231 |  |  | 14.1932 | 0.96617
|  |  |  | 5.6114 | 5.487 |  |  | 14.2033 | 0.96616
|  |  |  | 5.6358 | 5.7312 |  |  | 14.2135 | 0.96616
|  |  |  | 5.6604 | 5.924 |  |  | 14.223 | 0.96617
|  |  |  | 5.6852 | 6.3338 |  |  | 14.2331 | 0.96619
|  |  |  | 5.7103 | 7.0232 |  |  | 14.2432 | 0.96621
|  |  |  | 5.7355 | 7.8937 |  |  | 14.2533 | 0.96625
|  |  |  | 5.761 | 8.1116 |  |  | 14.2635 | 0.96628
|  |  |  | 5.7867 | 8.8198 |  |  | 14.273 | 0.96633
|  |  |  | 5.8127 | 10.4742 |  |  | 14.2831 | 0.96638
|  |  |  | 5.8389 | 8.3107 |  |  | 14.2932 | 0.96645
|  |  |  | 5.8653 | 19.0127 |  |  | 14.3032 | 0.96652
[8 empty] | 14.3133 | 0.96659
[8 empty] | 14.3234 | 0.96668
[8 empty] | 14.3329 | 0.96677
[8 empty] | 14.3429 | 0.96687
[8 empty] | 14.353 | 0.96698
[8 empty] | 14.3631 | 0.96709
[8 empty] | 14.3731 | 0.96722
[8 empty] | 14.3832 | 0.96735
[8 empty] | 14.3932 | 0.96749
[8 empty] | 14.4032 | 0.96764
[8 empty] | 14.4133 | 0.96779
[8 empty] | 14.4233 | 0.96796
[8 empty] | 14.4333 | 0.96813
[8 empty] | 14.4433 | 0.96831
[8 empty] | 14.4533 | 0.96849
[8 empty] | 14.4633 | 0.96869
[8 empty] | 14.4733 | 0.96889
[8 empty] | 14.4833 | 0.9691
[8 empty] | 14.4933 | 0.96932
[8 empty] | 14.5033 | 0.96954
[8 empty] | 14.5133 | 0.96977
[8 empty] | 14.5233 | 0.97001
[8 empty] | 14.5332 | 0.97026
[8 empty] | 14.5432 | 0.97052
[8 empty] | 14.5532 | 0.97078
[8 empty] | 14.5631 | 0.97106
[8 empty] | 14.5731 | 0.97133
[8 empty] | 14.583 | 0.97162
[8 empty] | 14.593 | 0.97192
[8 empty] | 14.6029 | 0.97222
[8 empty] | 14.6128 | 0.97253
[8 empty] | 14.6227 | 0.97285
[8 empty] | 14.6332 | 0.97319
[8 empty] | 14.6432 | 0.97353
[8 empty] | 14.6531 | 0.97387
[8 empty] | 14.663 | 0.97422
[8 empty] | 14.6729 | 0.97458
[8 empty] | 14.6828 | 0.97494
[8 empty] | 14.6932 | 0.97534
[8 empty] | 14.7031 | 0.97572
[8 empty] | 14.713 | 0.97611
[8 empty] | 14.7228 | 0.9765
[8 empty] | 14.7327 | 0.97691
[8 empty] | 14.7432 | 0.97734
[8 empty] | 14.753 | 0.97776
[8 empty] | 14.7629 | 0.97819
[8 empty] | 14.7727 | 0.97863
[8 empty] | 14.7831 | 0.97909
[8 empty] | 14.793 | 0.97955
[8 empty] | 14.8028 | 0.98
[8 empty] | 14.8126 | 0.98047
[8 empty] | 14.823 | 0.98097
[8 empty] | 14.8328 | 0.98145
[8 empty] | 14.8426 | 0.98194
[8 empty] | 14.853 | 0.98247
[8 empty] | 14.8628 | 0.98297
[8 empty] | 14.8726 | 0.98348
[8 empty] | 14.883 | 0.98403
[8 empty] | 14.8927 | 0.98456
[8 empty] | 14.9031 | 0.98513
[8 empty] | 14.9129 | 0.98567
[8 empty] | 14.9226 | 0.98622
[8 empty] | 14.933 | 0.98681
[8 empty] | 14.9427 | 0.98738
[8 empty] | 14.953 | 0.98799
[8 empty] | 14.9628 | 0.98857
[8 empty] | 14.9725 | 0.98916
[8 empty] | 14.9828 | 0.98979
[8 empty] | 14.9926 | 0.99039
[8 empty] | 15.0029 | 0.99104
[8 empty] | 15.0126 | 0.99166
[8 empty] | 15.0229 | 0.99232
[8 empty] | 15.0326 | 0.99295
[8 empty] | 15.0428 | 0.99363
[8 empty] | 15.0525 | 0.99428
[8 empty] | 15.0628 | 0.99497
[8 empty] | 15.0725 | 0.99564
[8 empty] | 15.0827 | 0.99635
[8 empty] | 15.093 | 0.99707
[8 empty] | 15.1026 | 0.99775
[8 empty] | 15.1128 | 0.99849
[8 empty] | 15.1225 | 0.99919
[8 empty] | 15.1327 | 0.99994
[8 empty] | 15.1429 | 1.0007
[8 empty] | 15.1526 | 1.0014
[8 empty] | 15.1628 | 1.0022
[8 empty] | 15.1724 | 1.0029
[8 empty] | 15.1826 | 1.0037
[8 empty] | 15.1928 | 1.0045
[8 empty] | 15.2024 | 1.0053
[8 empty] | 15.2126 | 1.0061
[8 empty] | 15.2227 | 1.0069
[8 empty] | 15.2329 | 1.0077
[8 empty] | 15.2425 | 1.0085
[8 empty] | 15.2526 | 1.0093
[8 empty] | 15.2628 | 1.0102
[8 empty] | 15.2729 | 1.0111
[8 empty] | 15.2825 | 1.0119
[8 empty] | 15.2926 | 1.0128
[8 empty] | 15.3027 | 1.0136
[8 empty] | 15.3128 | 1.0145
[8 empty] | 15.3224 | 1.0154
[8 empty] | 15.3325 | 1.0163
[8 empty] | 15.3426 | 1.0172
[8 empty] | 15.3527 | 1.0181
[8 empty] | 15.3627 | 1.019
[8 empty] | 15.3728 | 1.0199
[8 empty] | 15.3823 | 1.0208
[8 empty] | 15.3924 | 1.0218
[8 empty] | 15.4024 | 1.0227
[8 empty] | 15.4125 | 1.0237
[8 empty] | 15.4225 | 1.0246
[8 empty] | 15.4326 | 1.0256
[8 empty] | 15.4426 | 1.0266
[8 empty] | 15.4526 | 1.0276
[8 empty] | 15.4627 | 1.0286
[8 empty] | 15.4727 | 1.0296
[8 empty] | 15.4827 | 1.0306
[8 empty] | 15.4927 | 1.0316
[8 empty] | 15.5027 | 1.0326
[8 empty] | 15.5127 | 1.0336
[8 empty] | 15.5227 | 1.0347
[8 empty] | 15.5327 | 1.0357
[8 empty] | 15.5426 | 1.0368
[8 empty] | 15.5526 | 1.0378
[8 empty] | 15.5625 | 1.0389
[8 empty] | 15.5725 | 1.04
[8 empty] | 15.5824 | 1.041
[8 empty] | 15.5924 | 1.0421
[8 empty] | 15.6023 | 1.0432
[8 empty] | 15.6122 | 1.0443
[8 empty] | 15.6222 | 1.0454
[8 empty] | 15.6326 | 1.0466
[8 empty] | 15.6426 | 1.0477
[8 empty] | 15.6525 | 1.0488
[8 empty] | 15.6624 | 1.0499
[8 empty] | 15.6723 | 1.0511
[8 empty] | 15.6821 | 1.0522
[8 empty] | 15.6926 | 1.0534
[8 empty] | 15.7024 | 1.0546
[8 empty] | 15.7123 | 1.0557
[8 empty] | 15.7222 | 1.0569
[8 empty] | 15.7326 | 1.0581
[8 empty] | 15.7424 | 1.0593
[8 empty] | 15.7523 | 1.0605
[8 empty] | 15.7621 | 1.0617
[8 empty] | 15.7725 | 1.0629
[8 empty] | 15.7823 | 1.0641
[8 empty] | 15.7921 | 1.0653
[8 empty] | 15.8025 | 1.0666
[8 empty] | 15.8123 | 1.0678
[8 empty] | 15.8221 | 1.0691
[8 empty] | 15.8324 | 1.0703
[8 empty] | 15.8422 | 1.0716
[8 empty] | 15.8525 | 1.0729
[8 empty] | 15.8623 | 1.0741
[8 empty] | 15.872 | 1.0754
[8 empty] | 15.8824 | 1.0767
[8 empty] | 15.8921 | 1.078
[8 empty] | 15.9024 | 1.0793
[8 empty] | 15.9121 | 1.0806
[8 empty] | 15.9224 | 1.0819
[8 empty] | 15.9321 | 1.0832
[8 empty] | 15.9424 | 1.0846
[8 empty] | 15.9521 | 1.0858
[8 empty] | 15.9624 | 1.0872
[8 empty] | 15.972 | 1.0885
[8 empty] | 15.9823 | 1.0899
[8 empty] | 15.992 | 1.0912
[8 empty] | 16.0022 | 1.0926
[8 empty] | 16.0124 | 1.0926
[8 empty] | 16.0221 | 1.0882
[8 empty] | 16.0323 | 1.0882
[8 empty] | 16.0425 | 1.0883
[8 empty] | 16.0521 | 1.0883
[8 empty] | 16.0623 | 1.0883
[8 empty] | 16.0719 | 1.0884
[8 empty] | 16.0821 | 1.0884
[8 empty] | 16.0922 | 1.0885
[8 empty] | 16.1024 | 1.0885
[8 empty] | 16.112 | 1.0886
[8 empty] | 16.1222 | 1.0886
[8 empty] | 16.1323 | 1.0887
[8 empty] | 16.1424 | 1.0887
[8 empty] | 16.152 | 1.0888
[8 empty] | 16.1621 | 1.0888
[8 empty] | 16.1722 | 1.0889
[8 empty] | 16.1823 | 1.0889
[8 empty] | 16.1924 | 1.089
[8 empty] | 16.2019 | 1.0891
[8 empty] | 16.212 | 1.0891
[8 empty] | 16.2221 | 1.0892
[8 empty] | 16.2321 | 1.0892
[8 empty] | 16.2422 | 1.0893
[8 empty] | 16.2522 | 1.0849
[8 empty] | 16.2623 | 1.0849
[8 empty] | 16.2723 | 1.085
[8 empty] | 16.2823 | 1.0851
[8 empty] | 16.2923 | 1.0851
[8 empty] | 16.3018 | 1.0852
[8 empty] | 16.3118 | 1.0853
[8 empty] | 16.3218 | 1.0853
[8 empty] | 16.3318 | 1.0854
[8 empty] | 16.3423 | 1.0855
[8 empty] | 16.3523 | 1.0856
[8 empty] | 16.3622 | 1.0856
[8 empty] | 16.3722 | 1.0857
[8 empty] | 16.3821 | 1.0858
[8 empty] | 16.3921 | 1.0859
[8 empty] | 16.402 | 1.0859
[8 empty] | 16.412 | 1.086
[8 empty] | 16.4219 | 1.0861
[8 empty] | 16.4318 | 1.0862
[8 empty] | 16.4422 | 1.0863
[8 empty] | 16.4521 | 1.0864
[8 empty] | 16.462 | 1.0865
[8 empty] | 16.4719 | 1.0865
[8 empty] | 16.4818 | 1.0821
[8 empty] | 16.4922 | 1.0822
[8 empty] | 16.502 | 1.0823
[8 empty] | 16.5119 | 1.0824
[8 empty] | 16.5217 | 1.0825
[8 empty] | 16.5321 | 1.0826
[8 empty] | 16.5419 | 1.0827
[8 empty] | 16.5518 | 1.0828
[8 empty] | 16.5621 | 1.0829
[8 empty] | 16.5719 | 1.083
[8 empty] | 16.5817 | 1.0831
[8 empty] | 16.592 | 1.0832
[8 empty] | 16.6018 | 1.0833
[8 empty] | 16.6121 | 1.0835
[8 empty] | 16.6219 | 1.0836
[8 empty] | 16.6317 | 1.0837
[8 empty] | 16.6419 | 1.0838
[8 empty] | 16.6517 | 1.0839
[8 empty] | 16.6619 | 1.084
[8 empty] | 16.6711 | 1.0841
[8 empty] | 16.6821 | 1.0842
[8 empty] | 16.693 | 1.0843
[8 empty] | 16.7012 | 1.0845
[8 empty] | 16.7121 | 1.0801
[8 empty] | 16.723 | 1.0802
[8 empty] | 16.7312 | 1.0804
[8 empty] | 16.7421 | 1.0805
[8 empty] | 16.753 | 1.0806
[8 empty] | 16.7612 | 1.0807
[8 empty] | 16.7721 | 1.0809
[8 empty] | 16.783 | 1.081
[8 empty] | 16.7912 | 1.0811
[8 empty] | 16.8022 | 1.0813
[8 empty] | 16.8131 | 1.0814
[8 empty] | 16.8212 | 1.0815
[8 empty] | 16.8322 | 1.0817
[8 empty] | 16.8431 | 1.0818
[8 empty] | 16.8513 | 1.0819
[8 empty] | 16.8622 | 1.0821
[8 empty] | 16.8731 | 1.0822
[8 empty] | 16.8813 | 1.0824
[8 empty] | 16.8922 | 1.0825
[8 empty] | 16.9004 | 1.0827
[8 empty] | 16.9113 | 1.0828
[8 empty] | 16.9222 | 1.0829
[8 empty] | 16.9304 | 1.0831
[8 empty] | 16.9413 | 1.0788
[8 empty] | 16.9522 | 1.0789
[8 empty] | 16.9604 | 1.0791
[8 empty] | 16.9713 | 1.0792
[8 empty] | 16.9822 | 1.0794
[8 empty] | 16.9904 | 1.0795
[8 empty] | 17.0013 | 1.0797
[8 empty] | 17.0122 | 1.0798
[8 empty] | 17.0204 | 1.08
[8 empty] | 17.0313 | 1.0802
[8 empty] | 17.0422 | 1.0803
[8 empty] | 17.0504 | 1.0805
[8 empty] | 17.0613 | 1.0807
[8 empty] | 17.0722 | 1.0808
[8 empty] | 17.0804 | 1.081
[8 empty] | 17.0913 | 1.0812
[8 empty] | 17.1022 | 1.0814
[8 empty] | 17.1104 | 1.0815
[8 empty] | 17.1213 | 1.0817
[8 empty] | 17.1322 | 1.0819
[8 empty] | 17.1404 | 1.0821
[8 empty] | 17.1513 | 1.0822
[8 empty] | 17.1622 | 1.0824
[8 empty] | 17.1703 | 1.0826
[8 empty] | 17.1812 | 1.0828
[8 empty] | 17.1922 | 1.083
[8 empty] | 17.2003 | 1.0832
[8 empty] | 17.2112 | 1.0834
[8 empty] | 17.2221 | 1.0835
[8 empty] | 17.2303 | 1.0837
[8 empty] | 17.2412 | 1.0839
[8 empty] | 17.2521 | 1.0841
[8 empty] | 17.2603 | 1.0843
[8 empty] | 17.2712 | 1.0845
[8 empty] | 17.2821 | 1.0847
[8 empty] | 17.2903 | 1.0849
[8 empty] | 17.3012 | 1.0851
[8 empty] | 17.3121 | 1.0853
[8 empty] | 17.3203 | 1.0855
[8 empty] | 17.3312 | 1.0857
[8 empty] | 17.3421 | 1.0859
[8 empty] | 17.3502 | 1.0861
[8 empty] | 17.3611 | 1.0863
[8 empty] | 17.372 | 1.0865
[8 empty] | 17.3802 | 1.0867
[8 empty] | 17.3911 | 1.0869
[8 empty] | 17.402 | 1.0872
[8 empty] | 17.4102 | 1.0874
[8 empty] | 17.4211 | 1.0876
[8 empty] | 17.432 | 1.0878
[8 empty] | 17.4401 | 1.088
[8 empty] | 17.451 | 1.0882
[8 empty] | 17.4619 | 1.0884
[8 empty] | 17.4701 | 1.0887
[8 empty] | 17.481 | 1.0889
[8 empty] | 17.4919 | 1.0891
[8 empty] | 17.5001 | 1.0893
[8 empty] | 17.5109 | 1.0896
[8 empty] | 17.5218 | 1.0898
[8 empty] | 17.5327 | 1.09
[8 empty] | 17.5409 | 1.0902
[8 empty] | 17.5518 | 1.0905
[8 empty] | 17.5627 | 1.0907
[8 empty] | 17.5709 | 1.0909
[8 empty] | 17.5817 | 1.0912
[8 empty] | 17.5926 | 1.0914
[8 empty] | 17.6008 | 1.0916
[8 empty] | 17.6117 | 1.0919
[8 empty] | 17.6226 | 1.0921
[8 empty] | 17.6307 | 1.0924
[8 empty] | 17.6416 | 1.0926
[8 empty] | 17.6525 | 1.0928
[8 empty] | 17.6607 | 1.0931
[8 empty] | 17.6716 | 1.0933
[8 empty] | 17.6825 | 1.0936
[8 empty] | 17.6906 | 1.0938
[8 empty] | 17.7015 | 1.0941
[8 empty] | 17.7124 | 1.0943
[8 empty] | 17.7206 | 1.0946
[8 empty] | 17.7315 | 1.0948
[8 empty] | 17.7423 | 1.0951
[8 empty] | 17.7505 | 1.0953
[8 empty] | 17.7614 | 1.0956
[8 empty] | 17.7723 | 1.0958
[8 empty] | 17.7804 | 1.0961
[8 empty] | 17.7913 | 1.0963
[8 empty] | 17.8022 | 1.0966
[8 empty] | 17.8104 | 1.0969
[8 empty] | 17.8213 | 1.0971
[8 empty] | 17.8321 | 1.0974
[8 empty] | 17.8403 | 1.0976
[8 empty] | 17.8512 | 1.0979
[8 empty] | 17.8621 | 1.0982
[8 empty] | 17.8702 | 1.0984
[8 empty] | 17.8811 | 1.0987
[8 empty] | 17.892 | 1.099
[8 empty] | 17.9002 | 1.0992
[8 empty] | 17.911 | 1.0995
[8 empty] | 17.9219 | 1.0998
[8 empty] | 17.9301 | 1.1
[8 empty] | 17.941 | 1.1003
[8 empty] | 17.9519 | 1.1006
[8 empty] | 17.96 | 1.1009
[8 empty] | 17.9709 | 1.1011
[8 empty] | 17.9818 | 1.1014
[8 empty] | 17.9899 | 1.1017
[8 empty] | 18.0008 | 1.1019
[8 empty] | 18.0117 | 1.1022
[8 empty] | 18.0198 | 1.1025
[8 empty] | 18.0307 | 1.1028
[8 empty] | 18.0416 | 1.1031
[8 empty] | 18.0497 | 1.1033
[8 empty] | 18.0606 | 1.1036
[8 empty] | 18.0715 | 1.1039
[8 empty] | 18.0824 | 1.1042
[8 empty] | 18.0905 | 1.1045
[8 empty] | 18.1014 | 1.1048
[8 empty] | 18.1123 | 1.1051
[8 empty] | 18.1204 | 1.1053
[8 empty] | 18.1313 | 1.1056
[8 empty] | 18.1422 | 1.1059
[8 empty] | 18.1503 | 1.1062
[8 empty] | 18.1612 | 1.1065
[8 empty] | 18.1721 | 1.1068
[8 empty] | 18.1802 | 1.1071
[8 empty] | 18.1911 | 1.1074
[8 empty] | 18.202 | 1.1077
[8 empty] | 18.2101 | 1.1079
[8 empty] | 18.221 | 1.1082
[8 empty] | 18.2319 | 1.1085
[8 empty] | 18.24 | 1.1088
[8 empty] | 18.2509 | 1.1091
[8 empty] | 18.2618 | 1.1094
[8 empty] | 18.2699 | 1.1097
[8 empty] | 18.2808 | 1.11
[8 empty] | 18.2917 | 1.1103
[8 empty] | 18.2998 | 1.1106
[8 empty] | 18.3107 | 1.1109
[8 empty] | 18.3215 | 1.1112
[8 empty] | 18.3297 | 1.1115
[8 empty] | 18.3406 | 1.1118
[8 empty] | 18.3514 | 1.1121
[8 empty] | 18.3596 | 1.1123
[8 empty] | 18.3705 | 1.1126
[8 empty] | 18.3813 | 1.113
[8 empty] | 18.3922 | 1.1133
[8 empty] | 18.4003 | 1.1135
[8 empty] | 18.4112 | 1.1139
[8 empty] | 18.4221 | 1.1142
[8 empty] | 18.4302 | 1.1144
[8 empty] | 18.4411 | 1.1147
[8 empty] | 18.4519 | 1.1151
[8 empty] | 18.4601 | 1.1153
[8 empty] | 18.4709 | 1.1156
[8 empty] | 18.4818 | 1.1159
[8 empty] | 18.49 | 1.1162
[8 empty] | 18.5008 | 1.1165
[8 empty] | 18.5117 | 1.1168
[8 empty] | 18.5198 | 1.1171
[8 empty] | 18.5307 | 1.1174
[8 empty] | 18.5415 | 1.1178
[8 empty] | 18.5497 | 1.118
[8 empty] | 18.5605 | 1.1183
[8 empty] | 18.5714 | 1.1186
[8 empty] | 18.5796 | 1.1189
[8 empty] | 18.5904 | 1.1192
[8 empty] | 18.6013 | 1.1196
[8 empty] | 18.6121 | 1.1199
[8 empty] | 18.6203 | 1.1201
[8 empty] | 18.6311 | 1.1204
[8 empty] | 18.642 | 1.1208
[8 empty] | 18.6501 | 1.121
[8 empty] | 18.661 | 1.1214
[8 empty] | 18.6718 | 1.1217
[8 empty] | 18.68 | 1.1219
[8 empty] | 18.6908 | 1.1222
[8 empty] | 18.7017 | 1.1225
[8 empty] | 18.7098 | 1.1228
[8 empty] | 18.7207 | 1.1231
[8 empty] | 18.7315 | 1.1234
[8 empty] | 18.7397 | 1.1237
[8 empty] | 18.7505 | 1.124
[8 empty] | 18.7614 | 1.1243
[8 empty] | 18.7695 | 1.1246
[8 empty] | 18.7804 | 1.1249
[8 empty] | 18.7912 | 1.1252
[8 empty] | 18.7994 | 1.1255
[8 empty] | 18.8102 | 1.1258
[8 empty] | 18.8211 | 1.1261
[8 empty] | 18.8319 | 1.1264
[8 empty] | 18.8401 | 1.1267
[8 empty] | 18.8509 | 1.1269
[8 empty] | 18.8618 | 1.1273
[8 empty] | 18.8699 | 1.1275
[8 empty] | 18.8807 | 1.1278
[8 empty] | 18.8916 | 1.1281
[8 empty] | 18.8997 | 1.1284
[8 empty] | 18.9106 | 1.1287
[8 empty] | 18.9214 | 1.129
[8 empty] | 18.9296 | 1.1292
[8 empty] | 18.9404 | 1.1295
[8 empty] | 18.9513 | 1.1298
[8 empty] | 18.9594 | 1.1301
[8 empty] | 18.9702 | 1.1304
[8 empty] | 18.9811 | 1.1306
[8 empty] | 18.9892 | 1.1309
[8 empty] | 19.0001 | 1.1312
[8 empty] | 19.0109 | 1.1315
[8 empty] | 19.0218 | 1.1318
[8 empty] | 19.0299 | 1.132
[8 empty] | 19.0407 | 1.1323
[8 empty] | 19.0516 | 1.1326
[8 empty] | 19.0597 | 1.1328
[8 empty] | 19.0706 | 1.1331
[8 empty] | 19.0814 | 1.1334
[8 empty] | 19.0895 | 1.1336
[8 empty] | 19.1004 | 1.1339
[8 empty] | 19.1112 | 1.1342
[8 empty] | 19.1193 | 1.1344
[8 empty] | 19.1302 | 1.1347
[8 empty] | 19.141 | 1.1349
[8 empty] | 19.1491 | 1.1352
[8 empty] | 19.16 | 1.1355
[8 empty] | 19.1708 | 1.1357
[8 empty] | 19.1817 | 1.136
[8 empty] | 19.1898 | 1.1362
[8 empty] | 19.2006 | 1.1365
[8 empty] | 19.2115 | 1.1367
[8 empty] | 19.2196 | 1.1369
[8 empty] | 19.2304 | 1.1372
[8 empty] | 19.2413 | 1.1374
[8 empty] | 19.2494 | 1.1377
[8 empty] | 19.2602 | 1.1379
[8 empty] | 19.2711 | 1.1382
[8 empty] | 19.2792 | 1.1384
[8 empty] | 19.29 | 1.1386
[8 empty] | 19.3009 | 1.1388
[8 empty] | 19.3117 | 1.1391
[8 empty] | 19.3198 | 1.1393
[8 empty] | 19.3307 | 1.1395
[8 empty] | 19.3415 | 1.1398
[8 empty] | 19.3496 | 1.14
[8 empty] | 19.3605 | 1.1402
[8 empty] | 19.3713 | 1.1404
[8 empty] | 19.3794 | 1.1406
[8 empty] | 19.3902 | 1.1408
[8 empty] | 19.4011 | 1.141
[8 empty] | 19.4092 | 1.1412
[8 empty] | 19.42 | 1.1414
[8 empty] | 19.4308 | 1.1416
[8 empty] | 19.439 | 1.1418
[8 empty] | 19.4498 | 1.142
[8 empty] | 19.4606 | 1.1422
[8 empty] | 19.4715 | 1.1424
[8 empty] | 19.4796 | 1.1426
[8 empty] | 19.4904 | 1.1428
[8 empty] | 19.5012 | 1.143
[8 empty] | 19.5094 | 1.1431
[8 empty] | 19.5202 | 1.1433
[8 empty] | 19.531 | 1.1435
[8 empty] | 19.5391 | 1.1437
[8 empty] | 19.55 | 1.1438
[8 empty] | 19.5608 | 1.144
[8 empty] | 19.5689 | 1.1441
[8 empty] | 19.5797 | 1.1443
[8 empty] | 19.5906 | 1.1445
[8 empty] | 19.6014 | 1.1446
[8 empty] | 19.6095 | 1.1448
[8 empty] | 19.6203 | 1.1449
[8 empty] | 19.6311 | 1.145
[8 empty] | 19.6393 | 1.1452
[8 empty] | 19.6501 | 1.1453
[8 empty] | 19.6609 | 1.1454
[8 empty] | 19.669 | 1.1456
[8 empty] | 19.6798 | 1.1457
[8 empty] | 19.6907 | 1.1458
[8 empty] | 19.7015 | 1.1459
[8 empty] | 19.7096 | 1.1461
[8 empty] | 19.7204 | 1.1462
[8 empty] | 19.7312 | 1.1463
[8 empty] | 19.7394 | 1.1464
[8 empty] | 19.7502 | 1.1465
[8 empty] | 19.761 | 1.1465
[8 empty] | 19.7691 | 1.1466
[8 empty] | 19.7799 | 1.1467
[8 empty] | 19.7907 | 1.1468
[8 empty] | 19.7989 | 1.1469
[8 empty] | 19.8097 | 1.147
[8 empty] | 19.8205 | 1.147
[8 empty] | 19.8313 | 1.1471
[8 empty] | 19.8394 | 1.1472
[8 empty] | 19.8502 | 1.1472
[8 empty] | 19.861 | 1.1473
[8 empty] | 19.8692 | 1.1473
[8 empty] | 19.88 | 1.1474
[8 empty] | 19.8908 | 1.1474
[8 empty] | 19.8989 | 1.1475
[8 empty] | 19.9097 | 1.1475
[8 empty] | 19.9205 | 1.1475
[8 empty] | 19.9313 | 1.1475
[8 empty] | 19.9394 | 1.1475
[8 empty] | 19.9503 | 1.1475
[8 empty] | 19.9611 | 1.1475
[8 empty] | 19.9692 | 1.1476
[8 empty] | 19.98 | 1.1476
[8 empty] | 19.9908 | 1.1475
[8 empty] | 19.9989 | 1.1475

## Silica Fiber Insertion Loss
Silica Fiber Insertion Loss
|  | Wavelength (nm) | Insertion Loss (dB) | Insertion Loss (dB) | Insertion Loss (dB) | Insertion Loss (dB)
|  |  | 50 µm Core, 0.22 NA | 105 µm Core, 0.22 NA | 200 µm Core, 0.22 NA | BF20LSMA02 Fiber Bundle
|  | 193.6349 | 2.7205 | 2.4204 | 1.8837 | 4.8401
|  | 193.8385 | 3.6348 | 4.2381 | 1.9626 | 4.7877
|  | 194.0422 | 2.8047 | 2.3586 | 1.8334 | 4.8258
|  | 194.2458 | 3.7409 | 4.0346 | 1.9466 | 4.7797
Product Raw Data |  | 194.4495 | 2.673 | 2.4103 | 1.824 | 4.786
Adjustable Path Length MM Fiber-to-Fiber Couplers, 450 nm - 20 µm |  | 194.6532 | 3.584 | 3.3505 | 1.9153 | 4.7369
|  | 194.8569 | 2.6669 | 2.376 | 1.7324 | 4.7746
Item # | RLAFC1F, RLAFC1S | 195.0606 | 3.4504 | 3.5996 | 1.8201 | 4.7459
DISCLAIMER: The data presented here are typical. Slight variations in performance data will occur from lot to lot. Please contact Technical Support with any questions regarding the use or reliability of this data. |  | 195.2644 | 2.6405 | 2.259 | 1.7198 | 4.8923
|  | 195.4681 | 3.2534 | 3.4462 | 1.8042 | 4.7598
|  | 195.6719 | 2.4069 | 2.0953 | 1.7584 | 4.6904
|  | 195.8757 | 3.2951 | 3.1588 | 1.8585 | 4.7504
|  | 196.0795 | 2.5538 | 2.0961 | 1.8055 | 4.805
|  | 196.2833 | 3.5443 | 2.9858 | 2.004 | 4.7829
This data may be used in publications. However, please cite Thorlabs as the source. |  | 196.4872 | 2.8192 | 2.1409 | 1.8786 | 4.8596
|  | 196.691 | 3.9094 | 3.6108 | 2.0202 | 4.8125
|  | 196.8949 | 2.924 | 2.2572 | 2.008 | 4.8726
Additional Information: |  | 197.0988 | 4.0686 | 3.8664 | 2.1273 | 4.8242
This data was taken with a 38 mm collimator separation and 0.22 NA silica fiber patch cables, using Thorlabs' SLS201L Broadband Light Source and CCS200 Spectrometer. Because the data is measured using a spectrometer, the measured insertion loss is similar to that for a mode-stripped fiber launch. |  | 197.3027 | 3.0327 | 2.2034 | 2.0318 | 4.8798
|  | 197.5066 | 4.1878 | 4.3208 | 2.0447 | 4.8302
|  | 197.7106 | 2.9364 | 2.3409 | 1.9758 | 4.8933
|  | 197.9145 | 3.7734 | 4.3612 | 2.0764 | 4.8277
|  | 198.1185 | 2.9087 | 2.2357 | 1.8913 | 4.8658
|  | 198.3225 | 3.8522 | 4.1025 | 2.0543 | 4.815
|  | 198.5265 | 2.7483 | 2.6565 | 1.8643 | 4.8679
|  | 198.7305 | 3.5779 | 3.8819 | 2.0135 | 4.7833
|  | 198.9345 | 2.601 | 2.3393 | 1.8046 | 4.8223
|  | 199.1386 | 3.6238 | 3.7258 | 1.8688 | 4.7526
|  | 199.3426 | 2.3939 | 2.2205 | 1.793 | 4.7999
|  | 199.5467 | 3.3604 | 3.1709 | 1.8076 | 4.7407
|  | 199.7508 | 2.4022 | 2.2583 | 1.7442 | 4.7815
|  | 199.955 | 3.1613 | 3.1051 | 1.7518 | 4.735
|  | 200.1591 | 2.362 | 2.0723 | 1.726 | 4.7769
|  | 200.3632 | 3.2262 | 2.87 | 1.8314 | 4.7426
|  | 200.5674 | 2.4394 | 1.8249 | 1.7426 | 4.8052
|  | 200.7716 | 3.431 | 2.8184 | 1.9644 | 4.7774
|  | 200.9758 | 2.6847 | 2.0464 | 1.8996 | 4.84
|  | 201.18 | 3.7329 | 3.2724 | 2.0667 | 4.7978
|  | 201.3843 | 2.9417 | 2.4686 | 2.0142 | 4.8551
|  | 201.5885 | 4.1969 | 4.4694 | 2.1747 | 4.8004
|  | 201.7928 | 2.986 | 2.2829 | 1.9768 | 4.8589
|  | 201.9971 | 4.2061 | 4.6092 | 2.1808 | 4.8051
|  | 202.2013 | 3.0168 | 2.4988 | 1.9442 | 4.8418
|  | 202.4057 | 4.0453 | 4.4469 | 2.1179 | 4.7565
|  | 202.61 | 3.0388 | 2.4499 | 1.9387 | 4.8018
|  | 202.8143 | 3.7174 | 4.2964 | 2.0198 | 4.7304
|  | 203.0187 | 2.8864 | 2.5392 | 1.8903 | 4.7739
|  | 203.2231 | 3.6987 | 3.9998 | 1.9492 | 4.6909
|  | 203.4275 | 2.5562 | 2.2296 | 1.8383 | 4.7335
|  | 203.6319 | 3.3492 | 3.5929 | 1.8364 | 4.6763
|  | 203.8363 | 2.704 | 2.0335 | 1.7549 | 4.7052
|  | 204.0408 | 3.0467 | 3.2095 | 1.8202 | 4.6458
|  | 204.2452 | 2.2158 | 2.08 | 1.6784 | 4.8292
|  | 204.4497 | 3.1197 | 3.0824 | 1.7803 | 4.655
|  | 204.6542 | 2.1989 | 2.1125 | 1.6895 | 4.5793
|  | 204.8587 | 2.9001 | 2.9098 | 1.8703 | 4.6537
|  | 205.0633 | 2.4772 | 2.113 | 1.7379 | 4.7474
|  | 205.2678 | 3.4293 | 3.0703 | 2.0166 | 4.7124
|  | 205.4724 | 2.6212 | 2.0491 | 1.8951 | 4.8065
|  | 205.6769 | 4.3244 | 4.5406 | 2.088 | 4.7752
|  | 205.8816 | 2.9005 | 2.1806 | 2.0128 | 4.861
|  | 206.0862 | 4.7459 | 5.2646 | 2.095 | 4.8163
|  | 206.2908 | 3.0575 | 2.279 | 2.0699 | 4.866
|  | 206.4954 | 4.7263 | 5.6715 | 2.1627 | 4.8334
|  | 206.7001 | 2.9116 | 2.5418 | 2.0011 | 4.8761
|  | 206.9048 | 4.5241 | 5.1825 | 2.1955 | 4.8262
|  | 207.1095 | 2.9611 | 2.5387 | 2.0031 | 4.8486
|  | 207.3142 | 4.2567 | 4.5867 | 2.0539 | 4.7969
|  | 207.5189 | 2.8256 | 2.4138 | 1.89 | 4.8418
|  | 207.7236 | 3.7992 | 3.7948 | 1.9582 | 4.7746
|  | 207.9284 | 2.666 | 2.2436 | 1.7305 | 4.809
|  | 208.1332 | 3.3628 | 3.1838 | 1.8905 | 4.7488
|  | 208.3379 | 2.4576 | 2.226 | 1.7415 | 4.7904
|  | 208.5427 | 3.165 | 3.0309 | 1.8751 | 4.7318
|  | 208.7476 | 2.3436 | 2.152 | 1.5896 | 4.7896
|  | 208.9524 | 3.0296 | 2.7437 | 1.7785 | 4.7427
|  | 209.1573 | 2.3205 | 1.9406 | 1.7283 | 4.803
|  | 209.3621 | 3.0415 | 2.9145 | 1.844 | 4.7853
|  | 209.567 | 2.446 | 2.1412 | 1.8356 | 4.8597
|  | 209.7719 | 3.5925 | 3.3888 | 1.9738 | 4.8281
|  | 209.9768 | 2.8344 | 2.2264 | 1.9435 | 4.9032
|  | 210.1818 | 4.2366 | 4.3562 | 2.1626 | 4.8884
|  | 210.3867 | 3.3226 | 2.2969 | 2.0222 | 4.9261
|  | 210.5917 | 4.2303 | 5.085 | 2.1809 | 4.878
|  | 210.7967 | 3.1444 | 2.7927 | 2.0094 | 4.9294
|  | 211.0017 | 4.4896 | 5.0125 | 2.1843 | 4.8733
|  | 211.2067 | 3.0642 | 2.8916 | 2.0364 | 4.9036
|  | 211.4117 | 3.9192 | 4.7697 | 1.9877 | 4.8221
|  | 211.6168 | 2.9261 | 2.4588 | 1.919 | 4.863
|  | 211.8218 | 3.91 | 4.4815 | 2.0369 | 4.8078
|  | 212.0269 | 2.7209 | 2.3103 | 1.8332 | 4.8404
|  | 212.232 | 3.4209 | 3.9368 | 1.9118 | 4.7583
|  | 212.4371 | 2.5122 | 2.2235 | 1.774 | 4.8059
|  | 212.6423 | 3.1976 | 3.2351 | 1.8018 | 4.7272
|  | 212.8474 | 2.4754 | 1.9483 | 1.7004 | 4.7723
|  | 213.0526 | 3.0719 | 2.7958 | 1.789 | 4.73
|  | 213.2577 | 2.3111 | 2.1097 | 1.6582 | 4.9128
|  | 213.4629 | 2.7427 | 2.691 | 1.7515 | 4.6947
|  | 213.6681 | 2.4383 | 2.0098 | 1.7277 | 4.646
|  | 213.8734 | 3.4252 | 3.0441 | 1.9689 | 4.748
|  | 214.0786 | 2.3324 | 2.1012 | 1.8537 | 4.823
|  | 214.2839 | 4.0647 | 4.0622 | 2.1046 | 4.7796
|  | 214.4892 | 2.9074 | 2.4167 | 1.9146 | 4.837
|  | 214.6945 | 4.5122 | 5.0625 | 2.254 | 4.7983
|  | 214.8998 | 3.0855 | 2.5059 | 1.9813 | 4.8343
|  | 215.1051 | 4.8517 | 4.9666 | 2.1292 | 4.7813
|  | 215.3104 | 3.1069 | 2.6665 | 1.9533 | 4.8203
|  | 215.5158 | 4.3573 | 5.351 | 2.1164 | 4.7346
|  | 215.7212 | 2.8043 | 2.5376 | 1.853 | 4.768
|  | 215.9265 | 3.7402 | 4.2373 | 2.0268 | 4.6748
|  | 216.1319 | 2.6822 | 2.3665 | 1.8344 | 4.7465
|  | 216.3374 | 3.553 | 3.8482 | 1.9454 | 4.6824
|  | 216.5428 | 2.5426 | 2.2693 | 1.8037 | 4.7028
|  | 216.7483 | 3.3671 | 3.4812 | 1.8909 | 4.6457
|  | 216.9537 | 2.4611 | 2.0554 | 1.7511 | 4.6908
|  | 217.1592 | 3.1991 | 3.0321 | 1.7696 | 4.6195
|  | 217.3647 | 2.3216 | 2.0171 | 1.6117 | 4.6781
|  | 217.5702 | 2.8676 | 2.4417 | 1.7421 | 4.6372
|  | 217.7758 | 2.2673 | 1.8582 | 1.6462 | 4.707
|  | 217.9813 | 2.7412 | 2.748 | 1.8021 | 4.6379
|  | 218.1869 | 2.3254 | 1.7878 | 1.7191 | 4.7443
|  | 218.3925 | 3.5802 | 3.5811 | 1.9654 | 4.7129
|  | 218.5981 | 2.6646 | 2.0887 | 1.9241 | 4.796
|  | 218.8037 | 3.9845 | 4.6067 | 2.1677 | 4.7384
|  | 219.0093 | 3.2777 | 2.5015 | 1.9782 | 4.8197
|  | 219.215 | 4.9248 | 4.9189 | 2.2057 | 4.7745
|  | 219.4206 | 3.15 | 2.7253 | 1.9705 | 4.8187
|  | 219.6263 | 4.5079 | 5.3964 | 2.094 | 4.7521
|  | 219.832 | 3.023 | 2.6819 | 1.9726 | 4.7936
|  | 220.0377 | 4.1838 | 4.638 | 2.0667 | 4.7326
|  | 220.2434 | 2.8472 | 2.6747 | 1.9505 | 4.7709
|  | 220.4492 | 3.9037 | 4.414 | 1.9632 | 4.6953
|  | 220.655 | 2.6227 | 2.4722 | 1.8278 | 4.7331
|  | 220.8607 | 3.5469 | 3.4869 | 1.9597 | 4.6637
|  | 221.0665 | 2.549 | 2.0516 | 1.7659 | 4.7338
|  | 221.2723 | 3.065 | 3.1133 | 1.814 | 4.6643
|  | 221.4781 | 2.4288 | 2.0726 | 1.6839 | 4.7075
|  | 221.684 | 3.1001 | 2.7734 | 1.8211 | 4.6286
|  | 221.8898 | 2.2259 | 1.9017 | 1.6378 | 4.7143
|  | 222.0957 | 2.9553 | 2.7791 | 1.736 | 4.6687
|  | 222.3016 | 2.1984 | 1.9956 | 1.6738 | 4.9607
|  | 222.5075 | 3.1267 | 3.0627 | 1.8717 | 4.6931
|  | 222.7134 | 2.8138 | 2.16 | 1.7991 | 4.6334
|  | 222.9194 | 4.1385 | 3.9144 | 2.0731 | 4.7851
|  | 223.1253 | 3.025 | 2.3288 | 1.9749 | 4.8419
|  | 223.3313 | 4.6005 | 4.6425 | 2.2223 | 4.7823
|  | 223.5373 | 2.9193 | 2.5765 | 2.0603 | 4.85
|  | 223.7433 | 4.6185 | 5.7444 | 2.1711 | 4.7844
|  | 223.9493 | 3.141 | 2.7727 | 2.0046 | 4.8411
|  | 224.1553 | 4.2074 | 4.7268 | 2.1686 | 4.7511
|  | 224.3614 | 2.8186 | 2.5761 | 1.8797 | 4.7936
|  | 224.5674 | 4.0002 | 4.2457 | 1.9623 | 4.7097
|  | 224.7735 | 2.6426 | 2.6568 | 1.8425 | 4.7544
|  | 224.9796 | 3.412 | 3.7913 | 1.9343 | 4.6885
|  | 225.1858 | 2.4461 | 2.2516 | 1.7698 | 4.7068
|  | 225.3919 | 3.2829 | 3.0878 | 1.8178 | 4.6724
|  | 225.598 | 2.4598 | 2.0792 | 1.6763 | 4.7199
|  | 225.8042 | 2.9713 | 2.9804 | 1.7544 | 4.6292
|  | 226.0104 | 2.4541 | 1.9786 | 1.7058 | 4.691
|  | 226.2166 | 2.9513 | 2.5608 | 1.7195 | 4.6508
|  | 226.4228 | 2.2739 | 1.9853 | 1.7118 | 4.7232
|  | 226.629 | 2.997 | 2.7614 | 1.8165 | 4.684
|  | 226.8352 | 2.7018 | 2.1669 | 1.7232 | 4.7564
|  | 227.0415 | 3.9011 | 3.9559 | 1.9129 | 4.7149
|  | 227.2478 | 2.8774 | 1.9628 | 1.8656 | 4.7945
|  | 227.454 | 4.1231 | 4.4603 | 2.0871 | 4.7513
|  | 227.6603 | 3.3035 | 2.4107 | 1.9811 | 4.8106
|  | 227.8667 | 4.4629 | 4.9788 | 2.0626 | 4.7542
|  | 228.073 | 3.2248 | 2.6748 | 1.9907 | 4.7976
|  | 228.2794 | 4.3295 | 5.0448 | 2.09 | 4.729
|  | 228.4857 | 3.0055 | 2.5261 | 1.8509 | 4.7685
|  | 228.6921 | 3.9162 | 4.5617 | 2.005 | 4.7249
|  | 228.8985 | 2.7534 | 2.3722 | 1.7925 | 4.7301
|  | 229.1049 | 3.4591 | 3.8282 | 1.879 | 4.6917
|  | 229.3114 | 2.5795 | 2.3496 | 1.739 | 4.7338
|  | 229.5178 | 3.3912 | 3.0928 | 1.8451 | 4.688
|  | 229.7243 | 2.5654 | 2.1236 | 1.662 | 4.7331
|  | 229.9308 | 3.2366 | 2.9284 | 1.6994 | 4.6807
|  | 230.1373 | 2.3065 | 1.9986 | 1.635 | 4.7134
|  | 230.3438 | 2.8723 | 2.7457 | 1.7083 | 4.6775
|  | 230.5503 | 2.3632 | 1.7985 | 1.6912 | 4.7589
|  | 230.7568 | 3.0455 | 2.8629 | 1.7781 | 4.703
|  | 230.9634 | 2.4545 | 2.0136 | 1.7308 | 4.7967
|  | 231.17 | 3.6117 | 3.3923 | 1.9652 | 4.7787
|  | 231.3766 | 2.7826 | 2.0118 | 1.7627 | 4.9943
|  | 231.5832 | 4.1575 | 4.2087 | 1.9895 | 4.7758
|  | 231.7898 | 3.2581 | 2.3923 | 1.9826 | 4.7034
|  | 231.9965 | 4.2993 | 4.5924 | 2.1437 | 4.7981
|  | 232.2031 | 3.1896 | 2.6359 | 1.9437 | 4.8255
|  | 232.4098 | 4.3427 | 4.6146 | 2.0979 | 4.743
|  | 232.6165 | 3.1328 | 2.6045 | 1.9054 | 4.794
|  | 232.8232 | 3.8883 | 4.1825 | 2.0997 | 4.7384
|  | 233.0299 | 2.8388 | 2.4274 | 1.883 | 4.7436
|  | 233.2366 | 3.632 | 3.5179 | 1.8998 | 4.6888
|  | 233.4434 | 2.7252 | 2.2405 | 1.7816 | 4.7046
|  | 233.6502 | 3.2242 | 3.2493 | 1.8896 | 4.6408
|  | 233.857 | 2.6532 | 2.2097 | 1.6879 | 4.6852
|  | 234.0637 | 3.4272 | 3.1822 | 1.7706 | 4.6478
|  | 234.2706 | 2.3329 | 2.0123 | 1.7042 | 4.6833
|  | 234.4774 | 3.0012 | 2.8686 | 1.7409 | 4.6512
|  | 234.6842 | 2.414 | 2.0464 | 1.6645 | 4.7186
|  | 234.8911 | 2.8484 | 2.6568 | 1.7899 | 4.6849
|  | 235.098 | 2.4742 | 2.1213 | 1.7581 | 4.7402
|  | 235.3049 | 3.4863 | 3.1435 | 1.8422 | 4.7284
|  | 235.5118 | 2.8792 | 2.3896 | 1.8874 | 4.8007
|  | 235.7187 | 4.0196 | 3.8591 | 1.9398 | 4.7311
|  | 235.9257 | 2.9639 | 2.4417 | 1.9858 | 4.7985
|  | 236.1326 | 4.328 | 4.281 | 2.0715 | 4.7164
|  | 236.3396 | 3.1345 | 2.7885 | 1.9876 | 4.7714
|  | 236.5466 | 4.2147 | 4.6947 | 2.0478 | 4.6991
|  | 236.7536 | 3.0242 | 2.7045 | 1.9281 | 4.751
|  | 236.9606 | 3.9511 | 4.2099 | 1.9538 | 4.6883
|  | 237.1677 | 2.9548 | 2.4373 | 1.8809 | 4.7312
|  | 237.3747 | 3.7372 | 3.5614 | 1.8795 | 4.6822
|  | 237.5818 | 2.6165 | 2.3917 | 1.8093 | 4.7166
|  | 237.7889 | 3.3938 | 3.452 | 1.8285 | 4.6815
|  | 237.996 | 2.5064 | 2.2075 | 1.7949 | 4.7173
|  | 238.2031 | 3.3304 | 2.9522 | 1.7596 | 4.672
|  | 238.4102 | 2.3595 | 2.0535 | 1.6914 | 4.7339
|  | 238.6174 | 3.1277 | 2.6854 | 1.7542 | 4.6893
|  | 238.8245 | 2.2951 | 1.9202 | 1.6483 | 4.755
|  | 239.0317 | 2.753 | 2.5234 | 1.7372 | 4.7041
|  | 239.2389 | 2.4675 | 2.0125 | 1.7169 | 4.7829
|  | 239.4461 | 3.3287 | 2.9863 | 1.8392 | 4.7439
|  | 239.6533 | 2.7962 | 2.1943 | 1.7923 | 4.8275
|  | 239.8606 | 3.5172 | 3.8171 | 1.9684 | 4.7956
|  | 240.0679 | 2.9631 | 2.4257 | 1.9174 | 4.8486
|  | 240.2751 | 4.2296 | 4.2022 | 2.0542 | 4.7887
|  | 240.4824 | 3.0493 | 2.4816 | 1.9608 | 4.9925
|  | 240.6897 | 4.288 | 4.2653 | 2.1011 | 4.78
|  | 240.8971 | 2.9834 | 2.7909 | 1.9642 | 4.6749
|  | 241.1044 | 4.0346 | 4.3472 | 2.0245 | 4.7464
|  | 241.3117 | 2.8248 | 2.5229 | 1.8667 | 4.7698
|  | 241.5191 | 3.8504 | 3.9836 | 1.9827 | 4.7181
|  | 241.7265 | 2.7742 | 2.2834 | 1.81 | 4.7681
|  | 241.9339 | 3.4611 | 3.606 | 1.8479 | 4.7134
|  | 242.1413 | 2.6266 | 2.2595 | 1.7514 | 4.7403
|  | 242.3488 | 3.229 | 3.031 | 1.7837 | 4.7076
|  | 242.5562 | 2.5233 | 1.9857 | 1.6721 | 4.7539
|  | 242.7637 | 2.8639 | 3.0091 | 1.8048 | 4.7144
|  | 242.9712 | 2.2867 | 1.9264 | 1.7077 | 4.7654
|  | 243.1787 | 2.822 | 2.79 | 1.7824 | 4.7504
|  | 243.3862 | 2.3378 | 1.8864 | 1.731 | 4.8414
|  | 243.5937 | 3.1554 | 2.8904 | 1.9277 | 4.7694
|  | 243.8012 | 2.474 | 2.3921 | 1.775 | 4.838
|  | 244.0088 | 3.8342 | 3.4326 | 1.9808 | 4.769
|  | 244.2164 | 2.9349 | 2.4577 | 1.9387 | 4.8112
|  | 244.424 | 4.2586 | 4.5262 | 2.0179 | 4.7708
|  | 244.6316 | 3.0475 | 2.3625 | 1.9489 | 4.8221
|  | 244.8392 | 4.1517 | 4.1789 | 2.031 | 4.7526
|  | 245.0468 | 3.1597 | 2.6213 | 1.9397 | 4.796
|  | 245.2545 | 3.911 | 3.9782 | 2.0203 | 4.7294
|  | 245.4622 | 3.0115 | 2.6756 | 1.8952 | 4.7515
|  | 245.6698 | 3.6775 | 3.4694 | 1.9549 | 4.7104
|  | 245.8776 | 2.7939 | 2.3272 | 1.7994 | 4.7437
|  | 246.0853 | 3.336 | 3.1904 | 1.8613 | 4.6625
|  | 246.293 | 2.6214 | 2.3474 | 1.7318 | 4.7193
|  | 246.5008 | 3.2766 | 3.0688 | 1.7451 | 4.6578
|  | 246.7085 | 2.4947 | 2.1209 | 1.6779 | 4.7054
|  | 246.9163 | 3.1841 | 2.7846 | 1.7585 | 4.647
|  | 247.1241 | 2.4412 | 1.9148 | 1.6478 | 4.7299
|  | 247.3319 | 2.8024 | 2.9694 | 1.7739 | 4.6931
|  | 247.5397 | 2.3781 | 1.8915 | 1.7132 | 4.7728
|  | 247.7476 | 3.1336 | 3.0548 | 1.7891 | 4.7471
|  | 247.9554 | 2.6615 | 2.1645 | 1.7971 | 4.8059
|  | 248.1633 | 3.6174 | 3.484 | 1.9028 | 4.7573
|  | 248.3712 | 2.7598 | 2.4095 | 1.9187 | 4.8188
|  | 248.5791 | 4.0085 | 4.7593 | 2.0234 | 4.7915
|  | 248.787 | 2.9958 | 2.4341 | 1.9283 | 4.8105
|  | 248.995 | 4.056 | 4.5655 | 2.0451 | 4.7705
|  | 249.2029 | 2.9707 | 2.5588 | 1.9246 | 4.7973
|  | 249.4109 | 4.093 | 4.2266 | 2.0742 | 4.7446
|  | 249.6189 | 2.9221 | 2.5873 | 1.8901 | 4.9408
|  | 249.8269 | 3.6642 | 3.8706 | 1.9271 | 4.7131
|  | 250.0349 | 2.8173 | 2.3631 | 1.8402 | 4.6216
|  | 250.2429 | 3.3533 | 3.4407 | 1.843 | 4.7128
|  | 250.451 | 2.5255 | 2.259 | 1.7519 | 4.7481
|  | 250.659 | 3.1388 | 3.2177 | 1.7998 | 4.6959
|  | 250.8671 | 2.5221 | 2.0899 | 1.6936 | 4.7438
|  | 251.0752 | 2.923 | 2.7867 | 1.7848 | 4.7158
|  | 251.2833 | 2.3862 | 2.0449 | 1.6335 | 4.7754
|  | 251.4914 | 2.9837 | 2.6786 | 1.8394 | 4.7529
|  | 251.6996 | 2.4172 | 1.8969 | 1.7112 | 4.814
|  | 251.9077 | 3.0594 | 3.0144 | 1.7999 | 4.7798
|  | 252.1159 | 2.5616 | 2.1078 | 1.7793 | 4.8359
|  | 252.3241 | 3.4472 | 3.6233 | 1.9054 | 4.7995
|  | 252.5323 | 2.7862 | 2.3779 | 1.9151 | 4.8498
|  | 252.7405 | 3.8992 | 3.7416 | 2.0252 | 4.7972
|  | 252.9488 | 2.9701 | 2.6599 | 1.9436 | 4.8342
|  | 253.157 | 4.045 | 4.0826 | 2.0093 | 4.7711
|  | 253.3653 | 3.0875 | 2.4992 | 1.9168 | 4.7953
|  | 253.5736 | 4.0287 | 4.0616 | 1.9899 | 4.7556
|  | 253.7819 | 2.9738 | 2.474 | 1.9341 | 4.7609
|  | 253.9902 | 3.78 | 3.6709 | 1.9755 | 4.7152
|  | 254.1985 | 2.8643 | 2.3312 | 1.7439 | 4.7716
|  | 254.4068 | 3.3067 | 3.2769 | 1.8449 | 4.6886
|  | 254.6152 | 2.5529 | 2.1924 | 1.7742 | 4.7017
|  | 254.8236 | 3.3456 | 2.7372 | 1.7945 | 4.7031
|  | 255.032 | 2.6609 | 2.1728 | 1.6799 | 4.7468
|  | 255.2404 | 3.0903 | 2.6458 | 1.7387 | 4.6933
|  | 255.4488 | 2.3001 | 2.0506 | 1.6655 | 4.754
|  | 255.6572 | 3.0335 | 2.715 | 1.7409 | 4.7206
|  | 255.8657 | 2.4448 | 2.0491 | 1.7008 | 4.7877
|  | 256.0742 | 3.3259 | 2.8953 | 1.8042 | 4.7453
|  | 256.2826 | 2.6878 | 2.1083 | 1.7717 | 4.8199
|  | 256.4912 | 3.583 | 3.337 | 1.9565 | 4.7493
|  | 256.6997 | 2.8636 | 2.3458 | 1.8775 | 4.82
|  | 256.9082 | 4.04 | 3.9587 | 2.0262 | 4.7618
|  | 257.1167 | 3.1501 | 2.5482 | 1.9413 | 4.7949
|  | 257.3253 | 4.1481 | 4.0564 | 2.0478 | 4.7231
|  | 257.5339 | 2.9914 | 2.6099 | 1.9019 | 4.7805
|  | 257.7425 | 3.9631 | 4.0307 | 2.088 | 4.7305
|  | 257.9511 | 2.9631 | 2.559 | 1.8862 | 4.749
|  | 258.1597 | 3.9506 | 3.5148 | 1.8969 | 4.6912
|  | 258.3684 | 2.8287 | 2.4399 | 1.8269 | 4.722
|  | 258.577 | 3.5866 | 3.3472 | 1.8575 | 4.6754
|  | 258.7857 | 2.7126 | 2.2739 | 1.7251 | 4.8439
|  | 258.9944 | 3.2106 | 3.192 | 1.8056 | 4.6657
|  | 259.2031 | 2.476 | 2.0739 | 1.6986 | 4.5979
|  | 259.4118 | 2.9792 | 2.6655 | 1.7803 | 4.6775
|  | 259.6205 | 2.391 | 2.0665 | 1.7163 | 4.7322
|  | 259.8293 | 2.9066 | 2.6543 | 1.6998 | 4.7084
|  | 260.0381 | 2.3949 | 1.8659 | 1.697 | 4.7843
|  | 260.2468 | 3.123 | 2.9082 | 1.8092 | 4.7292
|  | 260.4556 | 2.5601 | 2.2118 | 1.7549 | 4.7932
|  | 260.6644 | 3.5497 | 3.5375 | 1.9055 | 4.7424
|  | 260.8733 | 2.8942 | 2.409 | 1.852 | 4.7892
|  | 261.0821 | 4.0291 | 3.7498 | 1.9755 | 4.7366
|  | 261.291 | 2.9247 | 2.4659 | 1.8769 | 4.7867
|  | 261.4998 | 3.991 | 3.9494 | 2.0113 | 4.739
|  | 261.7087 | 3.1478 | 2.7851 | 1.847 | 4.7754
|  | 261.9176 | 3.9258 | 4.0697 | 2.0269 | 4.7115
|  | 262.1266 | 2.9913 | 2.7071 | 1.8993 | 4.7369
|  | 262.3355 | 3.5626 | 3.6359 | 1.93 | 4.6916
|  | 262.5444 | 2.9075 | 2.3094 | 1.7751 | 4.7358
|  | 262.7534 | 3.386 | 3.1135 | 1.859 | 4.6604
|  | 262.9624 | 2.7854 | 2.307 | 1.7498 | 4.6976
|  | 263.1714 | 3.4186 | 3.1111 | 1.8329 | 4.6438
|  | 263.3804 | 2.6974 | 2.1617 | 1.7219 | 4.6844
|  | 263.5894 | 3.0931 | 2.7236 | 1.7683 | 4.649
|  | 263.7985 | 2.5799 | 2.1058 | 1.6993 | 4.7064
|  | 264.0075 | 3.0386 | 2.6501 | 1.7838 | 4.6851
|  | 264.2166 | 2.4685 | 2.0639 | 1.6893 | 4.7385
|  | 264.4257 | 3.1378 | 2.9154 | 1.7747 | 4.6937
|  | 264.6348 | 2.6903 | 2.1204 | 1.7964 | 4.7411
|  | 264.8439 | 3.3912 | 3.2769 | 1.8736 | 4.7024
|  | 265.0531 | 2.9094 | 2.5276 | 1.8528 | 4.7308
|  | 265.2622 | 3.8365 | 3.6698 | 1.9218 | 4.6699
|  | 265.4714 | 3.1299 | 2.5763 | 1.8605 | 4.7139
|  | 265.6806 | 3.8904 | 3.5911 | 1.9536 | 4.6182
|  | 265.8898 | 3.1465 | 2.796 | 1.8594 | 4.6589
|  | 266.099 | 3.8913 | 3.6869 | 1.9307 | 4.6085
|  | 266.3082 | 3.2067 | 2.598 | 1.8384 | 4.6074
|  | 266.5175 | 3.5966 | 3.4339 | 1.9114 | 4.5677
|  | 266.7267 | 3.0776 | 2.5715 | 1.8253 | 4.5856
|  | 266.936 | 3.3293 | 3.1819 | 1.7919 | 4.5362
|  | 267.1453 | 3.0053 | 2.4089 | 1.786 | 4.5514
|  | 267.3546 | 3.3597 | 2.9508 | 1.8079 | 4.4985
|  | 267.5639 | 2.8701 | 2.3155 | 1.7288 | 4.5396
|  | 267.7733 | 3.1644 | 2.7038 | 1.793 | 4.4947
|  | 267.9826 | 2.6715 | 2.2159 | 1.7056 | 4.6089
|  | 268.192 | 3.0858 | 2.7003 | 1.7691 | 4.5666
|  | 268.4014 | 2.7186 | 2.3757 | 1.7497 | 4.4823
|  | 268.6107 | 3.2632 | 3.0861 | 1.8076 | 4.546
|  | 268.8202 | 2.7207 | 2.0168 | 1.7982 | 4.6143
|  | 269.0296 | 3.4527 | 2.9046 | 1.8821 | 4.5769
|  | 269.239 | 3.069 | 2.5062 | 1.8592 | 4.6476
|  | 269.4485 | 3.7312 | 3.5817 | 1.9193 | 4.5928
|  | 269.658 | 3.1096 | 2.6447 | 1.8915 | 4.6405
|  | 269.8675 | 3.9386 | 3.7335 | 1.949 | 4.6065
|  | 270.077 | 3.1053 | 2.8225 | 1.9083 | 4.6373
|  | 270.2865 | 3.9435 | 3.5514 | 1.9456 | 4.5866
|  | 270.496 | 3.1429 | 2.6606 | 1.8301 | 4.624
|  | 270.7056 | 3.8191 | 3.5636 | 1.9186 | 4.5788
|  | 270.9152 | 3.0294 | 2.3546 | 1.8297 | 4.5864
|  | 271.1248 | 3.5617 | 3.1306 | 1.8526 | 4.5512
|  | 271.3343 | 2.7961 | 2.5723 | 1.7492 | 4.5683
|  | 271.544 | 3.3914 | 2.8892 | 1.7643 | 4.5334
|  | 271.7536 | 2.7343 | 2.3379 | 1.7193 | 4.5591
|  | 271.9632 | 3.1719 | 2.8085 | 1.7865 | 4.5279
|  | 272.1729 | 2.7236 | 2.0922 | 1.7167 | 4.5839
|  | 272.3826 | 3.0407 | 2.6286 | 1.7619 | 4.5445
|  | 272.5922 | 2.6474 | 2.2287 | 1.6881 | 4.6204
|  | 272.802 | 3.1842 | 2.9512 | 1.8309 | 4.5833
|  | 273.0117 | 2.8682 | 2.3664 | 1.781 | 4.6403
|  | 273.2214 | 3.4805 | 3.2538 | 1.8222 | 4.6032
|  | 273.4312 | 2.8727 | 2.5259 | 1.8643 | 4.6435
|  | 273.641 | 3.5574 | 3.6698 | 1.9024 | 4.5902
|  | 273.8507 | 3.0631 | 2.7306 | 1.8691 | 4.6354
|  | 274.0605 | 3.7754 | 3.6144 | 1.9418 | 4.5779
|  | 274.2704 | 3.2744 | 2.7801 | 1.8411 | 4.6173
|  | 274.4802 | 3.7779 | 3.7011 | 1.9293 | 4.5731
|  | 274.69 | 3.0601 | 2.7828 | 1.8537 | 4.5996
|  | 274.8999 | 3.5918 | 3.4044 | 1.8876 | 4.5358
|  | 275.1098 | 3.0222 | 2.6228 | 1.8132 | 4.5789
|  | 275.3197 | 3.6514 | 3.0612 | 1.8135 | 4.5349
|  | 275.5296 | 2.8805 | 2.6124 | 1.7192 | 4.5761
|  | 275.7395 | 3.2481 | 3.102 | 1.8113 | 4.5299
|  | 275.9494 | 2.7323 | 2.2508 | 1.7376 | 4.5701
|  | 276.1594 | 3.0864 | 2.8522 | 1.78 | 4.5483
|  | 276.3693 | 2.6294 | 2.1846 | 1.7183 | 4.5859
|  | 276.5793 | 3.1302 | 2.7481 | 1.7611 | 4.5801
|  | 276.7893 | 2.6145 | 2.2137 | 1.7352 | 4.626
|  | 276.9993 | 3.096 | 2.8584 | 1.8743 | 4.5765
|  | 277.2094 | 2.7341 | 2.2941 | 1.7241 | 4.7127
|  | 277.4194 | 3.4403 | 3.1781 | 1.8381 | 4.6451
|  | 277.6295 | 2.9856 | 2.4891 | 1.8428 | 4.5444
|  | 277.8395 | 3.6534 | 3.4688 | 1.9284 | 4.5905
|  | 278.0496 | 3.0094 | 2.512 | 1.8619 | 4.6286
|  | 278.2597 | 3.888 | 3.59 | 1.9173 | 4.572
|  | 278.4699 | 3.2128 | 2.7089 | 1.8915 | 4.6108
|  | 278.68 | 3.8159 | 3.5796 | 1.8811 | 4.5501
|  | 278.8902 | 3.2115 | 2.4844 | 1.8366 | 4.5921
|  | 279.1003 | 3.717 | 3.4781 | 1.918 | 4.5548
|  | 279.3105 | 2.9098 | 2.5812 | 1.8024 | 4.583
|  | 279.5207 | 3.4661 | 3.1914 | 1.8527 | 4.5286
|  | 279.7309 | 2.8157 | 2.4638 | 1.7639 | 4.5709
|  | 279.9411 | 3.2806 | 3.079 | 1.7933 | 4.5387
|  | 280.1514 | 2.8644 | 2.3855 | 1.7252 | 4.567
|  | 280.3616 | 3.1056 | 2.7595 | 1.7815 | 4.5447
|  | 280.5719 | 2.6417 | 2.2566 | 1.6896 | 4.5923
|  | 280.7822 | 3.1024 | 2.7139 | 1.7869 | 4.5626
|  | 280.9925 | 2.6028 | 2.1829 | 1.7334 | 4.6259
|  | 281.2028 | 3.2241 | 2.7891 | 1.8362 | 4.5805
|  | 281.4131 | 2.7502 | 2.2955 | 1.7646 | 4.623
|  | 281.6235 | 3.3921 | 3.1188 | 1.8611 | 4.5918
|  | 281.8339 | 2.9968 | 2.6551 | 1.7961 | 4.6296
|  | 282.0442 | 3.6709 | 3.2755 | 1.8867 | 4.5824
|  | 282.2546 | 3.0477 | 2.7094 | 1.8659 | 4.6181
|  | 282.4651 | 3.8744 | 3.333 | 1.9195 | 4.5708
|  | 282.6755 | 3.2865 | 2.7684 | 1.8689 | 4.6014
|  | 282.8859 | 3.7109 | 3.3493 | 1.9178 | 4.5542
|  | 283.0964 | 3.0207 | 2.7822 | 1.8241 | 4.5954
|  | 283.3068 | 3.6215 | 3.4587 | 1.8604 | 4.5587
|  | 283.5173 | 3.0348 | 2.6695 | 1.8135 | 4.5907
|  | 283.7278 | 3.338 | 3.1307 | 1.8688 | 4.5489
|  | 283.9384 | 2.9024 | 2.5581 | 1.7515 | 4.5834
|  | 284.1489 | 3.4001 | 3.0702 | 1.8426 | 4.5351
|  | 284.3594 | 2.7904 | 2.2601 | 1.7533 | 4.5838
|  | 284.57 | 3.1494 | 2.8435 | 1.7743 | 4.5443
|  | 284.7806 | 2.717 | 2.246 | 1.7013 | 4.5883
|  | 284.9912 | 3.2238 | 2.8554 | 1.7617 | 4.5538
|  | 285.2018 | 2.6616 | 2.2385 | 1.7482 | 4.6184
|  | 285.4124 | 3.1803 | 2.8826 | 1.7915 | 4.5684
|  | 285.623 | 2.7019 | 2.2397 | 1.7651 | 4.6419
|  | 285.8337 | 3.327 | 3.1794 | 1.8363 | 4.5853
|  | 286.0444 | 2.8995 | 2.3734 | 1.8339 | 4.6253
|  | 286.255 | 3.6002 | 3.4281 | 1.8959 | 4.5847
|  | 286.4658 | 3.1763 | 2.5788 | 1.8024 | 4.6768
|  | 286.6764 | 3.7018 | 3.3312 | 1.8951 | 4.6048
|  | 286.8872 | 3.1392 | 2.9179 | 1.8736 | 4.5031
|  | 287.0979 | 3.8453 | 3.5813 | 1.9289 | 4.5486
|  | 287.3087 | 3.0731 | 2.7188 | 1.8583 | 4.5865
|  | 287.5195 | 3.5873 | 3.4604 | 1.8928 | 4.5335
|  | 287.7303 | 3.0856 | 2.4851 | 1.7822 | 4.5802
|  | 287.9411 | 3.4342 | 3.1697 | 1.8725 | 4.5243
|  | 288.1519 | 3.0167 | 2.4432 | 1.7642 | 4.5811
|  | 288.3627 | 3.2923 | 2.8895 | 1.7707 | 4.5312
|  | 288.5736 | 2.8316 | 2.3482 | 1.7609 | 4.5693
|  | 288.7844 | 3.1298 | 2.8773 | 1.8339 | 4.5374
|  | 288.9953 | 2.7121 | 2.2841 | 1.701 | 4.5997
|  | 289.2062 | 3.0941 | 2.7631 | 1.7826 | 4.5653
|  | 289.4171 | 2.6781 | 2.1766 | 1.7038 | 4.6207
|  | 289.628 | 3.0897 | 3.0799 | 1.8585 | 4.5911
|  | 289.839 | 2.8401 | 2.376 | 1.7328 | 4.6329
|  | 290.05 | 3.2775 | 3.2579 | 1.8578 | 4.5963
|  | 290.2609 | 2.9037 | 2.5318 | 1.8174 | 4.6267
|  | 290.4719 | 3.5149 | 3.3576 | 1.8908 | 4.5858
|  | 290.6829 | 3.1315 | 2.5454 | 1.8529 | 4.6058
|  | 290.8939 | 3.6892 | 3.3146 | 1.8801 | 4.5732
|  | 291.1049 | 3.1906 | 2.7609 | 1.8562 | 4.5876
|  | 291.316 | 3.8625 | 3.4989 | 1.8783 | 4.5432
|  | 291.5271 | 3.023 | 2.6353 | 1.8339 | 4.5892
|  | 291.7381 | 3.6518 | 3.2887 | 1.8952 | 4.5312
|  | 291.9493 | 2.9821 | 2.6438 | 1.815 | 4.5707
|  | 292.1603 | 3.4061 | 3.1287 | 1.8273 | 4.522
|  | 292.3715 | 2.9148 | 2.4437 | 1.7525 | 4.571
|  | 292.5826 | 3.283 | 2.8968 | 1.8247 | 4.5232
|  | 292.7938 | 2.7766 | 2.2829 | 1.7508 | 4.5997
|  | 293.0049 | 3.1296 | 2.8462 | 1.7708 | 4.5451
|  | 293.2161 | 2.6635 | 2.3977 | 1.7327 | 4.5923
|  | 293.4273 | 2.9967 | 2.8163 | 1.7736 | 4.5717
|  | 293.6385 | 2.6666 | 2.1976 | 1.7457 | 4.612
|  | 293.8497 | 3.0751 | 3.041 | 1.7932 | 4.5827
|  | 294.061 | 2.7124 | 2.3279 | 1.772 | 4.6303
|  | 294.2722 | 3.424 | 3.0109 | 1.808 | 4.5761
|  | 294.4835 | 2.8472 | 2.4595 | 1.7909 | 4.6212
|  | 294.6948 | 3.6346 | 3.315 | 1.8832 | 4.5715
|  | 294.9061 | 3.0895 | 2.6236 | 1.8703 | 4.6053
|  | 295.1174 | 3.6741 | 3.5072 | 1.8939 | 4.533
|  | 295.3288 | 3.158 | 2.7111 | 1.8165 | 4.5871
|  | 295.5401 | 3.6618 | 3.5162 | 1.911 | 4.5451
|  | 295.7515 | 3.145 | 2.7807 | 1.8301 | 4.6307
|  | 295.9629 | 3.6703 | 3.2698 | 1.8961 | 4.558
|  | 296.1743 | 2.9908 | 2.5418 | 1.7922 | 4.4496
|  | 296.3856 | 3.4669 | 3.0862 | 1.8454 | 4.5309
|  | 296.5971 | 2.8719 | 2.3404 | 1.7817 | 4.5479
|  | 296.8085 | 3.1419 | 2.8939 | 1.8166 | 4.5285
|  | 297.02 | 2.817 | 2.3164 | 1.7733 | 4.5747
|  | 297.2314 | 3.1847 | 3.0212 | 1.8186 | 4.5402
|  | 297.4429 | 2.6772 | 2.2479 | 1.7248 | 4.6058
|  | 297.6544 | 3.0869 | 2.8675 | 1.7526 | 4.5709
|  | 297.8659 | 2.6735 | 2.2757 | 1.7634 | 4.6302
|  | 298.0774 | 3.1574 | 2.8803 | 1.7723 | 4.5786
|  | 298.289 | 2.7186 | 2.4653 | 1.7728 | 4.6248
|  | 298.5005 | 3.2331 | 2.9855 | 1.8371 | 4.5915
|  | 298.7121 | 2.8782 | 2.6139 | 1.813 | 4.6297
|  | 298.9237 | 3.5877 | 3.1634 | 1.8877 | 4.5754
|  | 299.1353 | 2.9868 | 2.5949 | 1.8545 | 4.6111
|  | 299.3469 | 3.6818 | 3.481 | 1.8843 | 4.5536
|  | 299.5586 | 3.0856 | 2.6585 | 1.8507 | 4.5971
|  | 299.7702 | 3.6251 | 3.5743 | 1.888 | 4.5278
|  | 299.9819 | 3.0504 | 2.5543 | 1.8556 | 4.5793
|  | 300.1936 | 3.5089 | 3.2232 | 1.8973 | 4.5362
|  | 300.4053 | 3.1463 | 2.6389 | 1.7415 | 4.5359
|  | 300.617 | 3.3973 | 3.1619 | 1.8533 | 4.5264
|  | 300.8287 | 3.0054 | 2.4936 | 1.7935 | 4.5602
|  | 301.0404 | 3.151 | 2.8871 | 1.8121 | 4.4997
|  | 301.2522 | 2.8191 | 2.4209 | 1.7441 | 4.5817
|  | 301.464 | 3.1316 | 2.8295 | 1.8366 | 4.5468
|  | 301.6757 | 2.6977 | 2.2387 | 1.7346 | 4.5755
|  | 301.8875 | 3.1196 | 2.7794 | 1.7691 | 4.5701
|  | 302.0993 | 2.7539 | 2.1546 | 1.734 | 4.6096
|  | 302.3112 | 3.0546 | 2.9373 | 1.7981 | 4.5811
|  | 302.523 | 2.8534 | 2.2488 | 1.7787 | 4.6052
|  | 302.7349 | 3.2975 | 3.2471 | 1.8337 | 4.5911
|  | 302.9468 | 2.8516 | 2.5063 | 1.81 | 4.6234
|  | 303.1586 | 3.5873 | 3.1897 | 1.8641 | 4.5841
|  | 303.3705 | 2.9545 | 2.6116 | 1.8212 | 4.6003
|  | 303.5825 | 3.7564 | 3.3236 | 1.9284 | 4.5439
|  | 303.7944 | 3.1002 | 2.6917 | 1.832 | 4.5822
|  | 304.0063 | 3.7517 | 3.3491 | 1.9097 | 4.5204
|  | 304.2183 | 3.0657 | 2.5843 | 1.81 | 4.5828
|  | 304.4303 | 3.6012 | 3.2786 | 1.8875 | 4.5222
|  | 304.6423 | 2.9376 | 2.5182 | 1.8014 | 4.5622
|  | 304.8543 | 3.3744 | 3.1919 | 1.8331 | 4.5325
|  | 305.0663 | 2.8638 | 2.4443 | 1.7364 | 4.6087
|  | 305.2783 | 3.1109 | 2.8994 | 1.8084 | 4.5643
|  | 305.4904 | 2.7191 | 2.37 | 1.7637 | 4.4791
|  | 305.7024 | 3.1721 | 2.8354 | 1.7619 | 4.5469
|  | 305.9146 | 2.7224 | 2.2887 | 1.7216 | 4.58
|  | 306.1266 | 3.0184 | 2.7316 | 1.7781 | 4.5573
|  | 306.3388 | 2.62 | 2.2601 | 1.7492 | 4.599
|  | 306.5509 | 3.153 | 2.893 | 1.8218 | 4.5664
|  | 306.763 | 2.728 | 2.4496 | 1.7507 | 4.6181
|  | 306.9752 | 3.2192 | 3.1052 | 1.8358 | 4.5742
|  | 307.1873 | 2.931 | 2.4323 | 1.8023 | 4.623
|  | 307.3995 | 3.5638 | 3.4314 | 1.8771 | 4.5752
|  | 307.6117 | 3.0338 | 2.5248 | 1.8749 | 4.5865
|  | 307.8239 | 3.6155 | 3.4398 | 1.8511 | 4.549
|  | 308.0362 | 3.1666 | 2.7007 | 1.8346 | 4.581
|  | 308.2484 | 3.5654 | 3.5626 | 1.8792 | 4.5473
|  | 308.4607 | 3.1026 | 2.4372 | 1.8277 | 4.5748
|  | 308.6729 | 3.5644 | 3.2026 | 1.8698 | 4.5145
|  | 308.8852 | 2.9609 | 2.5684 | 1.7956 | 4.5663
|  | 309.0975 | 3.4042 | 3.2784 | 1.867 | 4.5242
|  | 309.3099 | 2.9498 | 2.5604 | 1.7632 | 4.5564
|  | 309.5222 | 3.2571 | 2.8562 | 1.8209 | 4.5189
|  | 309.7346 | 2.8028 | 2.4717 | 1.7353 | 4.5551
|  | 309.9469 | 3.1558 | 2.8384 | 1.7756 | 4.5364
|  | 310.1593 | 2.5951 | 2.2665 | 1.7308 | 4.5698
|  | 310.3717 | 3.1107 | 2.6849 | 1.7833 | 4.5733
|  | 310.5841 | 2.7406 | 2.4056 | 1.7209 | 4.605
|  | 310.7965 | 3.1688 | 3.0577 | 1.8237 | 4.5573
|  | 311.0089 | 2.7967 | 2.1414 | 1.7464 | 4.6256
|  | 311.2214 | 3.2662 | 2.9294 | 1.8346 | 4.5643
|  | 311.4339 | 2.845 | 2.6899 | 1.8038 | 4.6046
|  | 311.6464 | 3.4063 | 3.248 | 1.894 | 4.5522
|  | 311.8589 | 3.0202 | 2.696 | 1.8028 | 4.5965
|  | 312.0713 | 3.6366 | 3.4866 | 1.9117 | 4.5447
|  | 312.2839 | 3.117 | 2.6479 | 1.8841 | 4.587
|  | 312.4964 | 3.8134 | 3.2827 | 1.8527 | 4.5287
|  | 312.709 | 3.206 | 2.7581 | 1.8649 | 4.5657
|  | 312.9216 | 3.5556 | 3.2855 | 1.8544 | 4.5168
|  | 313.1342 | 3.0724 | 2.525 | 1.7934 | 4.5676
|  | 313.3467 | 3.3854 | 3.2364 | 1.8262 | 4.5173
|  | 313.5594 | 2.9553 | 2.5545 | 1.7589 | 4.5505
|  | 313.772 | 3.3043 | 3.015 | 1.7727 | 4.5233
|  | 313.9846 | 2.7789 | 2.2443 | 1.7638 | 4.5721
|  | 314.1973 | 3.0812 | 2.7805 | 1.7668 | 4.5386
|  | 314.41 | 2.7597 | 2.3527 | 1.7273 | 4.6528
|  | 314.6227 | 3.0205 | 2.7967 | 1.7692 | 4.5929
|  | 314.8354 | 2.6797 | 2.2975 | 1.7795 | 4.4943
|  | 315.0481 | 3.2077 | 2.816 | 1.7547 | 4.5711
|  | 315.2608 | 2.7351 | 2.3807 | 1.7741 | 4.6095
|  | 315.4736 | 3.3708 | 3.2131 | 1.8324 | 4.5845
|  | 315.6863 | 2.9811 | 2.5323 | 1.8387 | 4.6108
|  | 315.8991 | 3.5673 | 3.2456 | 1.8719 | 4.569
|  | 316.1119 | 2.9937 | 2.555 | 1.817 | 4.5924
|  | 316.3247 | 3.5808 | 3.4438 | 1.8996 | 4.5428
|  | 316.5375 | 3.194 | 2.6836 | 1.8496 | 4.5814
|  | 316.7504 | 3.573 | 3.447 | 1.88 | 4.5324
|  | 316.9632 | 3.0567 | 2.6539 | 1.8493 | 4.5669
|  | 317.1761 | 3.5699 | 3.4035 | 1.836 | 4.513
|  | 317.389 | 3.0032 | 2.5089 | 1.7687 | 4.5503
|  | 317.6019 | 3.3848 | 3.1449 | 1.8433 | 4.5251
|  | 317.8148 | 2.9387 | 2.4264 | 1.7205 | 4.5403
|  | 318.0277 | 3.3058 | 3.2402 | 1.8177 | 4.5258
|  | 318.2406 | 2.8093 | 2.3055 | 1.7553 | 4.568
|  | 318.4536 | 3.0644 | 2.9467 | 1.7804 | 4.5316
|  | 318.6666 | 2.7032 | 2.2421 | 1.7574 | 4.5913
|  | 318.8795 | 3.0561 | 2.7664 | 1.7987 | 4.5609
|  | 319.0926 | 2.6876 | 2.2535 | 1.731 | 4.6066
|  | 319.3056 | 3.1963 | 2.8716 | 1.8151 | 4.5584
|  | 319.5186 | 2.7283 | 2.3545 | 1.7906 | 4.5948
|  | 319.7316 | 3.2323 | 3.0653 | 1.8401 | 4.5554
|  | 319.9447 | 2.8817 | 2.5006 | 1.8165 | 4.5955
|  | 320.1578 | 3.3667 | 3.3014 | 1.8211 | 4.5711
|  | 320.3709 | 3.08 | 2.6349 | 1.7978 | 4.5894
|  | 320.584 | 3.6216 | 3.4056 | 1.8488 | 4.5494
|  | 320.7971 | 3.0557 | 2.6457 | 1.8332 | 4.5877
|  | 321.0102 | 3.6368 | 3.385 | 1.9164 | 4.5461
|  | 321.2234 | 3.2239 | 2.6332 | 1.8339 | 4.5721
|  | 321.4365 | 3.5947 | 3.2112 | 1.8916 | 4.5207
|  | 321.6497 | 3.0123 | 2.5476 | 1.798 | 4.5713
|  | 321.8629 | 3.5308 | 3.0341 | 1.8395 | 4.5149
|  | 322.0761 | 2.8477 | 2.4306 | 1.7654 | 4.5627
|  | 322.2893 | 3.3029 | 2.9952 | 1.8104 | 4.5328
|  | 322.5025 | 2.8204 | 2.4285 | 1.7416 | 4.5755
|  | 322.7158 | 3.1303 | 2.9412 | 1.7857 | 4.5463
|  | 322.9291 | 2.7771 | 2.3569 | 1.733 | 4.5954
|  | 323.1423 | 2.9983 | 2.8983 | 1.7641 | 4.5466
|  | 323.3556 | 2.8139 | 2.1909 | 1.7724 | 4.5946
|  | 323.5689 | 3.0742 | 3.1552 | 1.8191 | 4.558
|  | 323.7823 | 2.7605 | 2.5242 | 1.7453 | 4.6796
|  | 323.9956 | 3.2393 | 3.0229 | 1.8274 | 4.5898
|  | 324.2089 | 2.7747 | 2.5295 | 1.8231 | 4.5102
|  | 324.4223 | 3.6359 | 3.1441 | 1.873 | 4.5583
|  | 324.6357 | 3.0198 | 2.6402 | 1.822 | 4.5877
|  | 324.8491 | 3.6441 | 3.3906 | 1.9083 | 4.5357
|  | 325.0625 | 3.0595 | 2.5884 | 1.8433 | 4.567
|  | 325.2759 | 3.6617 | 3.3601 | 1.881 | 4.53
|  | 325.4894 | 3.1017 | 2.6414 | 1.8431 | 4.5484
|  | 325.7028 | 3.576 | 3.3453 | 1.8839 | 4.5175
|  | 325.9163 | 3.0245 | 2.5458 | 1.8199 | 4.569
|  | 326.1298 | 3.4906 | 3.2068 | 1.8285 | 4.5114
|  | 326.3433 | 2.9027 | 2.4781 | 1.7533 | 4.5714
|  | 326.5568 | 3.2184 | 2.9257 | 1.8161 | 4.5286
|  | 326.7703 | 2.7186 | 2.6143 | 1.7468 | 4.5756
|  | 326.9838 | 3.1874 | 2.8705 | 1.7548 | 4.5493
|  | 327.1974 | 2.7528 | 2.2501 | 1.7442 | 4.592
|  | 327.411 | 2.9822 | 2.9353 | 1.7636 | 4.5609
|  | 327.6245 | 2.7049 | 2.3426 | 1.7757 | 4.5908
|  | 327.8381 | 3.1091 | 3.0783 | 1.7914 | 4.5483
|  | 328.0518 | 2.7684 | 2.2878 | 1.776 | 4.6008
|  | 328.2654 | 3.3103 | 3.023 | 1.8712 | 4.548
|  | 328.479 | 2.9064 | 2.4864 | 1.8104 | 4.5952
|  | 328.6927 | 3.3647 | 3.3312 | 1.8655 | 4.5449
|  | 328.9063 | 3.0318 | 2.6621 | 1.8058 | 4.5986
|  | 329.1201 | 3.5784 | 3.4089 | 1.9339 | 4.5418
|  | 329.3337 | 3.0248 | 2.7599 | 1.8079 | 4.5629
|  | 329.5475 | 3.675 | 3.3418 | 1.8985 | 4.5185
|  | 329.7612 | 3.033 | 2.787 | 1.8536 | 4.5631
|  | 329.9749 | 3.6146 | 3.1594 | 1.8708 | 4.5268
|  | 330.1887 | 3.0168 | 2.5956 | 1.7867 | 4.5651
|  | 330.4025 | 3.3418 | 3.1693 | 1.8619 | 4.5207
|  | 330.6163 | 2.9355 | 2.551 | 1.7477 | 4.561
|  | 330.8301 | 3.1381 | 3.066 | 1.8316 | 4.5387
|  | 331.0439 | 2.7626 | 2.4403 | 1.7535 | 4.5783
|  | 331.2577 | 3.1256 | 2.8617 | 1.8333 | 4.5449
|  | 331.4716 | 2.7035 | 2.397 | 1.7168 | 4.5687
|  | 331.6854 | 3.1423 | 2.9021 | 1.8093 | 4.5429
|  | 331.8993 | 2.6511 | 2.4124 | 1.795 | 4.6047
|  | 332.1132 | 3.1185 | 2.9357 | 1.7819 | 4.571
|  | 332.3271 | 2.7708 | 2.272 | 1.7645 | 4.609
|  | 332.541 | 3.1961 | 3.1961 | 1.8457 | 4.5496
|  | 332.7549 | 2.8465 | 2.3913 | 1.7732 | 4.5928
|  | 332.9689 | 3.5422 | 3.174 | 1.9188 | 4.5594
|  | 333.1829 | 3.1453 | 2.6395 | 1.8143 | 4.6382
|  | 333.3968 | 3.5561 | 3.3021 | 1.8992 | 4.5721
|  | 333.6108 | 3.0314 | 2.6054 | 1.8166 | 4.4776
|  | 333.8248 | 3.6963 | 3.3027 | 1.8813 | 4.5253
|  | 334.0389 | 3.0491 | 2.6498 | 1.7954 | 4.5745
|  | 334.2529 | 3.5298 | 3.2507 | 1.8782 | 4.5141
|  | 334.4669 | 2.9762 | 2.7628 | 1.8195 | 4.5624
|  | 334.681 | 3.5317 | 3.1429 | 1.8462 | 4.5121
|  | 334.8951 | 2.8566 | 2.5614 | 1.7627 | 4.5537
|  | 335.1092 | 3.29 | 2.8561 | 1.8224 | 4.5212
|  | 335.3233 | 2.8635 | 2.4977 | 1.7453 | 4.5745
|  | 335.5374 | 3.2042 | 2.9959 | 1.7816 | 4.5503
|  | 335.7516 | 2.7575 | 2.394 | 1.7497 | 4.5683
|  | 335.9657 | 3.0533 | 2.9148 | 1.7845 | 4.5496
|  | 336.1799 | 2.695 | 2.3298 | 1.7316 | 4.6047
|  | 336.394 | 3.143 | 3.0224 | 1.8252 | 4.5567
|  | 336.6082 | 2.8651 | 2.4269 | 1.747 | 4.5747
|  | 336.8225 | 3.2467 | 3.0756 | 1.8274 | 4.5648
|  | 337.0367 | 2.9107 | 2.5835 | 1.8352 | 4.6028
|  | 337.2509 | 3.3359 | 3.1964 | 1.8775 | 4.5404
|  | 337.4652 | 2.9993 | 2.5865 | 1.7988 | 4.5672
|  | 337.6794 | 3.4745 | 3.553 | 1.9394 | 4.5325
|  | 337.8937 | 3.0909 | 2.6987 | 1.84 | 4.5494
|  | 338.108 | 3.6732 | 3.3411 | 1.8771 | 4.5281
|  | 338.3223 | 3.0684 | 2.6544 | 1.8314 | 4.5551
|  | 338.5367 | 3.4747 | 3.156 | 1.8928 | 4.5243
|  | 338.751 | 2.9812 | 2.6769 | 1.7879 | 4.559
|  | 338.9653 | 3.413 | 3.1148 | 1.8484 | 4.519
|  | 339.1797 | 2.9362 | 2.6275 | 1.7774 | 4.5521
|  | 339.3941 | 3.2631 | 2.9252 | 1.8428 | 4.5303
|  | 339.6085 | 2.8542 | 2.4497 | 1.7821 | 4.5831
|  | 339.8229 | 3.1896 | 2.9504 | 1.8261 | 4.5508
|  | 340.0373 | 2.7552 | 2.4089 | 1.7463 | 4.5848
|  | 340.2518 | 3.1624 | 2.8858 | 1.7913 | 4.5633
|  | 340.4662 | 2.8476 | 2.2901 | 1.7412 | 4.6116
|  | 340.6807 | 3.2425 | 2.9297 | 1.858 | 4.5837
|  | 340.8952 | 2.8825 | 2.5099 | 1.733 | 4.5894
|  | 341.1097 | 3.2382 | 3.0578 | 1.7898 | 4.5579
|  | 341.3242 | 2.9908 | 2.5528 | 1.8092 | 4.5887
|  | 341.5387 | 3.3942 | 3.3501 | 1.835 | 4.5502
|  | 341.7533 | 2.985 | 2.6955 | 1.8519 | 4.572
|  | 341.9678 | 3.5428 | 3.2448 | 1.8711 | 4.5288
|  | 342.1824 | 3.1038 | 2.7368 | 1.843 | 4.5559
|  | 342.397 | 3.6175 | 3.4138 | 1.8989 | 4.5143
|  | 342.6116 | 3.1016 | 2.7088 | 1.845 | 4.6078
|  | 342.8262 | 3.6213 | 3.2913 | 1.9019 | 4.5474
|  | 343.0408 | 3.0544 | 2.695 | 1.8314 | 4.4544
|  | 343.2555 | 3.4471 | 3.1664 | 1.8612 | 4.5044
|  | 343.4701 | 2.966 | 2.5996 | 1.7836 | 4.5699
|  | 343.6848 | 3.3003 | 2.9601 | 1.8281 | 4.5314
|  | 343.8995 | 2.8277 | 2.4891 | 1.7461 | 4.5728
|  | 344.1142 | 3.1976 | 3.024 | 1.8111 | 4.5374
|  | 344.3289 | 2.7804 | 2.4407 | 1.7664 | 4.5995
|  | 344.5436 | 3.2244 | 2.7818 | 1.8234 | 4.5751
|  | 344.7584 | 2.798 | 2.4931 | 1.7692 | 4.586
|  | 344.9731 | 3.1801 | 3.0323 | 1.8291 | 4.5558
|  | 345.1879 | 2.904 | 2.4738 | 1.7934 | 4.5924
|  | 345.4026 | 3.2185 | 3.1026 | 1.8505 | 4.5507
|  | 345.6175 | 2.9573 | 2.6669 | 1.788 | 4.5778
|  | 345.8323 | 3.3537 | 3.3175 | 1.8655 | 4.5247
|  | 346.0471 | 3.0923 | 2.6944 | 1.8419 | 4.5792
|  | 346.262 | 3.701 | 3.3894 | 1.9064 | 4.5219
|  | 346.4768 | 3.1581 | 2.7684 | 1.8665 | 4.5649
|  | 346.6917 | 3.6689 | 3.3106 | 1.903 | 4.5133
|  | 346.9066 | 3.1336 | 2.6568 | 1.8784 | 4.5537
|  | 347.1215 | 3.5026 | 3.3538 | 1.9127 | 4.5166
|  | 347.3364 | 3.133 | 2.6776 | 1.7659 | 4.546
|  | 347.5513 | 3.441 | 3.2378 | 1.8706 | 4.5211
|  | 347.7663 | 2.9596 | 2.6614 | 1.778 | 4.5609
|  | 347.9812 | 3.391 | 3.0866 | 1.8542 | 4.5108
|  | 348.1962 | 2.9919 | 2.5367 | 1.789 | 4.5656
|  | 348.4112 | 3.2264 | 2.8737 | 1.8237 | 4.5516
|  | 348.6262 | 2.8514 | 2.3971 | 1.7539 | 4.5819
|  | 348.8412 | 3.1514 | 3.0126 | 1.8303 | 4.5593
|  | 349.0562 | 2.8731 | 2.5207 | 1.7653 | 4.5924
|  | 349.2713 | 3.2559 | 3.0918 | 1.8272 | 4.5521
|  | 349.4863 | 2.9935 | 2.475 | 1.7897 | 4.5979
|  | 349.7014 | 3.3743 | 3.2036 | 1.9061 | 4.557
|  | 349.9165 | 2.9765 | 2.6458 | 1.8352 | 4.563
|  | 350.1316 | 3.4963 | 3.371 | 1.9072 | 4.5355
|  | 350.3467 | 3.1338 | 2.668 | 1.8749 | 4.5462
|  | 350.5618 | 3.577 | 3.2369 | 1.9117 | 4.5154
|  | 350.7769 | 3.2492 | 2.7407 | 1.839 | 4.5467
|  | 350.9921 | 3.7434 | 3.3872 | 1.9176 | 4.495
|  | 351.2073 | 3.1511 | 2.8134 | 1.8851 | 4.5377
|  | 351.4225 | 3.6249 | 3.3448 | 1.9194 | 4.5146
|  | 351.6377 | 3.1985 | 2.7413 | 1.8731 | 4.5365
|  | 351.8529 | 3.716 | 3.2829 | 1.8855 | 4.4978
|  | 352.0681 | 3.1271 | 2.671 | 1.8328 | 4.6087
|  | 352.2834 | 3.3627 | 3.1426 | 1.9091 | 4.5525
|  | 352.4986 | 2.9654 | 2.6435 | 1.8138 | 4.4729
|  | 352.7139 | 3.2599 | 3.0123 | 1.868 | 4.5311
|  | 352.9292 | 2.9072 | 2.5928 | 1.824 | 4.5775
|  | 353.1445 | 3.2553 | 3.0442 | 1.839 | 4.544
|  | 353.3598 | 2.8936 | 2.6458 | 1.7987 | 4.5861
|  | 353.5751 | 3.3328 | 3.285 | 1.8571 | 4.5387
|  | 353.7905 | 2.9432 | 2.4037 | 1.815 | 4.5882
|  | 354.0058 | 3.3908 | 3.3943 | 1.8752 | 4.5383
|  | 354.2212 | 3.0826 | 2.5937 | 1.8563 | 4.5677
|  | 354.4366 | 3.6263 | 3.3794 | 1.9492 | 4.5232
|  | 354.652 | 3.2226 | 2.8786 | 1.9307 | 4.5566
|  | 354.8674 | 3.6888 | 3.5891 | 1.9699 | 4.5071
|  | 355.0828 | 3.3347 | 2.8431 | 1.9099 | 4.5509
|  | 355.2982 | 3.6822 | 3.546 | 1.9681 | 4.507
|  | 355.5137 | 3.3075 | 2.987 | 1.8961 | 4.5453
|  | 355.7292 | 3.7224 | 3.5051 | 1.9743 | 4.4838
|  | 355.9447 | 3.2381 | 2.8341 | 1.8767 | 4.5529
|  | 356.1602 | 3.5969 | 3.4092 | 1.9148 | 4.516
|  | 356.3757 | 3.1873 | 2.749 | 1.8175 | 4.5502
|  | 356.5912 | 3.4243 | 3.1616 | 1.9185 | 4.5079
|  | 356.8068 | 3.0859 | 2.6258 | 1.8611 | 4.543
|  | 357.0223 | 3.3794 | 3.1315 | 1.852 | 4.5282
|  | 357.2379 | 3.0062 | 2.6225 | 1.8094 | 4.5729
|  | 357.4535 | 3.3536 | 3.2907 | 1.9096 | 4.5301
|  | 357.6691 | 2.9958 | 2.5794 | 1.8313 | 4.5734
|  | 357.8847 | 3.3786 | 3.2829 | 1.885 | 4.5385
|  | 358.1003 | 3.0554 | 2.7371 | 1.8574 | 4.5696
|  | 358.3159 | 3.6116 | 3.3565 | 1.9049 | 4.5198
|  | 358.5316 | 3.1873 | 2.7745 | 1.894 | 4.5408
|  | 358.7473 | 3.7355 | 3.455 | 1.9629 | 4.5007
|  | 358.9629 | 3.2697 | 2.8813 | 1.9179 | 4.5567
|  | 359.1787 | 3.7571 | 3.5284 | 1.9686 | 4.5018
|  | 359.3943 | 3.2727 | 2.9727 | 1.9103 | 4.5306
|  | 359.6101 | 3.7972 | 3.6138 | 1.9915 | 4.4853
|  | 359.8258 | 3.4188 | 3.1793 | 1.9373 | 4.5336
|  | 360.0416 | 3.7985 | 3.5999 | 1.968 | 4.4883
|  | 360.2573 | 3.2847 | 2.9522 | 1.9275 | 4.5314
|  | 360.4731 | 3.7582 | 3.4084 | 1.9394 | 4.4969
|  | 360.6889 | 3.2112 | 2.8 | 1.9155 | 4.5241
|  | 360.9047 | 3.6016 | 3.404 | 1.9251 | 4.4983
|  | 361.1206 | 3.1648 | 2.7593 | 1.8775 | 4.5445
|  | 361.3364 | 3.5236 | 3.3055 | 1.9269 | 4.5145
|  | 361.5523 | 3.1594 | 2.7598 | 1.8687 | 4.5923
|  | 361.7681 | 3.4411 | 3.2139 | 1.9386 | 4.5641
|  | 361.984 | 3.0433 | 2.8081 | 1.866 | 4.4656
|  | 362.1999 | 3.5028 | 3.3961 | 1.9639 | 4.5339
|  | 362.4158 | 3.1892 | 2.8088 | 1.8771 | 4.5476
|  | 362.6317 | 3.6731 | 3.3818 | 1.9664 | 4.5165
|  | 362.8477 | 3.2559 | 2.8235 | 1.9375 | 4.5445
|  | 363.0636 | 3.7478 | 3.5984 | 2.0304 | 4.4992
|  | 363.2796 | 3.4247 | 3.0336 | 1.9868 | 4.5242
|  | 363.4956 | 3.8537 | 3.6083 | 2.0505 | 4.5029
|  | 363.7116 | 3.4674 | 3.0676 | 2.0187 | 4.5185
|  | 363.9276 | 3.9808 | 3.7088 | 2.0424 | 4.482
|  | 364.1436 | 3.5606 | 3.0214 | 1.9891 | 4.5277
|  | 364.3596 | 4.0096 | 3.7141 | 2.028 | 4.4859
|  | 364.5757 | 3.5794 | 3.0171 | 1.9515 | 4.5267
|  | 364.7917 | 3.822 | 3.6067 | 2.0415 | 4.4826
|  | 365.0078 | 3.3793 | 2.9128 | 1.9575 | 4.5362
|  | 365.2239 | 3.6668 | 3.4089 | 2.0235 | 4.4982
|  | 365.44 | 3.3977 | 2.8363 | 1.9275 | 4.5517
|  | 365.6562 | 3.5056 | 3.5171 | 2.0202 | 4.5069
|  | 365.8723 | 3.2733 | 2.946 | 1.9121 | 4.5587
|  | 366.0884 | 3.535 | 3.3209 | 1.9681 | 4.5176
|  | 366.3046 | 3.3561 | 2.8533 | 1.9419 | 4.5651
|  | 366.5208 | 3.5904 | 3.512 | 1.9707 | 4.5142
|  | 366.737 | 3.2914 | 3.0202 | 1.9356 | 4.55
|  | 366.9532 | 3.8155 | 3.6303 | 2.0085 | 4.5182
|  | 367.1694 | 3.4151 | 3.0196 | 2.0067 | 4.5346
|  | 367.3856 | 3.8426 | 3.5382 | 2.039 | 4.5019
|  | 367.6019 | 3.516 | 3.1448 | 2.0235 | 4.5169
|  | 367.8182 | 4.0253 | 3.9192 | 2.1093 | 4.4799
|  | 368.0344 | 3.6017 | 3.2214 | 2.0585 | 4.5178
|  | 368.2507 | 4.1449 | 3.9026 | 2.1199 | 4.484
|  | 368.467 | 3.7284 | 3.2569 | 2.0542 | 4.51
|  | 368.6833 | 4.1152 | 3.6671 | 2.131 | 4.476
|  | 368.8997 | 3.5834 | 3.236 | 2.0219 | 4.5077
|  | 369.116 | 3.9933 | 3.7818 | 2.0928 | 4.4757
|  | 369.3324 | 3.5859 | 3.2437 | 2.0094 | 4.5146
|  | 369.5487 | 3.9324 | 3.6717 | 2.1001 | 4.4981
|  | 369.7651 | 3.4482 | 3.0944 | 1.9709 | 4.531
|  | 369.9815 | 3.7922 | 3.5728 | 2.0619 | 4.4935
|  | 370.1979 | 3.4679 | 3.0033 | 2.0117 | 4.5504
|  | 370.4144 | 3.7409 | 3.6788 | 2.0634 | 4.4984
|  | 370.6308 | 3.4329 | 3.1385 | 1.9823 | 4.5401
|  | 370.8473 | 3.7898 | 3.7157 | 2.0936 | 4.4926
|  | 371.0637 | 3.5812 | 3.1383 | 1.9415 | 4.5825
|  | 371.2802 | 3.8561 | 3.7061 | 2.1541 | 4.5337
|  | 371.4967 | 3.5984 | 3.1536 | 2.0462 | 4.4277
|  | 371.7132 | 3.9794 | 3.8544 | 2.1252 | 4.4666
|  | 371.9298 | 3.6989 | 3.3814 | 2.0974 | 4.508
|  | 372.1463 | 4.0094 | 3.8236 | 2.2041 | 4.4555
|  | 372.3628 | 3.8957 | 3.4547 | 2.1201 | 4.5046
|  | 372.5794 | 4.1495 | 3.9201 | 2.2187 | 4.4684
|  | 372.796 | 3.7814 | 3.4825 | 2.1332 | 4.504
|  | 373.0126 | 4.2343 | 3.9346 | 2.2114 | 4.4647
|  | 373.2292 | 3.7996 | 3.3199 | 2.0869 | 4.5061
|  | 373.4459 | 4.1002 | 3.8139 | 2.2231 | 4.466
|  | 373.6625 | 3.7708 | 3.3665 | 2.1059 | 4.514
|  | 373.8791 | 3.9527 | 3.75 | 2.1514 | 4.4864
|  | 374.0958 | 3.674 | 3.295 | 2.0964 | 4.5274
|  | 374.3125 | 3.8872 | 3.7702 | 2.1573 | 4.5068
|  | 374.5292 | 3.629 | 3.2609 | 2.0758 | 4.5275
|  | 374.7459 | 3.9526 | 3.7555 | 2.1774 | 4.4919
|  | 374.9626 | 3.6212 | 3.3322 | 2.078 | 4.5355
|  | 375.1793 | 3.9502 | 3.7534 | 2.1946 | 4.4846
|  | 375.3961 | 3.7876 | 3.4412 | 2.119 | 4.534
|  | 375.6128 | 4.0883 | 3.945 | 2.1759 | 4.4664
|  | 375.8297 | 3.8926 | 3.4072 | 2.1175 | 4.5204
|  | 376.0464 | 4.2339 | 3.9338 | 2.2653 | 4.4638
|  | 376.2632 | 3.8307 | 3.4352 | 2.1864 | 4.5031
|  | 376.4801 | 4.3592 | 3.9995 | 2.3133 | 4.4689
|  | 376.6969 | 3.97 | 3.6597 | 2.2281 | 4.486
|  | 376.9138 | 4.3757 | 3.9648 | 2.3128 | 4.4504
|  | 377.1306 | 4.0222 | 3.6615 | 2.1909 | 4.4835
|  | 377.3475 | 4.4553 | 4.0861 | 2.3186 | 4.4339
|  | 377.5644 | 4.0325 | 3.6726 | 2.2298 | 4.4814
|  | 377.7813 | 4.2633 | 3.9949 | 2.2922 | 4.4381
|  | 377.9982 | 4.0045 | 3.5077 | 2.2187 | 4.4942
|  | 378.2151 | 4.1653 | 4.044 | 2.2873 | 4.4812
|  | 378.4321 | 3.8155 | 3.4832 | 2.2327 | 4.5153
|  | 378.649 | 4.1165 | 4.0479 | 2.2907 | 4.5051
|  | 378.866 | 3.8551 | 3.5393 | 2.175 | 4.5278
|  | 379.083 | 4.1304 | 3.9852 | 2.2924 | 4.5015
|  | 379.3 | 3.8685 | 3.502 | 2.1892 | 4.5282
|  | 379.517 | 4.2301 | 4.0507 | 2.2921 | 4.495
|  | 379.734 | 4.0099 | 3.6518 | 2.1795 | 4.525
|  | 379.9511 | 4.2011 | 4.0591 | 2.3267 | 4.479
|  | 380.1682 | 4.0721 | 3.6237 | 2.2402 | 4.5105
|  | 380.3852 | 4.3613 | 4.061 | 2.3298 | 4.449
|  | 380.6023 | 4.103 | 3.7608 | 2.3081 | 4.5523
|  | 380.8194 | 4.5102 | 4.2189 | 2.4012 | 4.505
|  | 381.0365 | 4.1696 | 3.7483 | 2.3098 | 4.41
|  | 381.2536 | 4.5454 | 4.1857 | 2.4013 | 4.4569
|  | 381.4708 | 4.2937 | 3.7955 | 2.335 | 4.5057
|  | 381.6879 | 4.5465 | 4.22 | 2.4071 | 4.4573
|  | 381.9051 | 4.1612 | 3.8552 | 2.3337 | 4.4944
|  | 382.1223 | 4.4365 | 4.1292 | 2.3863 | 4.4662
|  | 382.3395 | 4.1973 | 3.7004 | 2.3542 | 4.5176
|  | 382.5567 | 4.4044 | 4.0646 | 2.4038 | 4.4706
|  | 382.7739 | 4.1445 | 3.7519 | 2.3317 | 4.5073
|  | 382.9912 | 4.2942 | 4.141 | 2.4171 | 4.4836
|  | 383.2084 | 4.0854 | 3.7802 | 2.3324 | 4.5224
|  | 383.4257 | 4.2869 | 4.1077 | 2.4024 | 4.4898
|  | 383.6429 | 4.0514 | 3.69 | 2.3151 | 4.5122
|  | 383.8602 | 4.3791 | 4.1984 | 2.4021 | 4.4868
|  | 384.0775 | 4.1121 | 3.7647 | 2.3616 | 4.5219
|  | 384.2949 | 4.4399 | 4.1601 | 2.4408 | 4.4825
|  | 384.5122 | 4.2852 | 3.8794 | 2.3977 | 4.5022
|  | 384.7295 | 4.505 | 4.2654 | 2.4585 | 4.4559
|  | 384.9469 | 4.3428 | 3.9202 | 2.4074 | 4.4957
|  | 385.1643 | 4.5941 | 4.3115 | 2.504 | 4.4482
|  | 385.3816 | 4.4386 | 3.988 | 2.4395 | 4.4713
|  | 385.5991 | 4.6417 | 4.2756 | 2.5496 | 4.4496
|  | 385.8165 | 4.4746 | 4.036 | 2.483 | 4.4788
|  | 386.0339 | 4.6187 | 4.351 | 2.5401 | 4.4497
|  | 386.2513 | 4.4129 | 3.9566 | 2.4509 | 4.4763
|  | 386.4688 | 4.5885 | 4.286 | 2.5261 | 4.4605
|  | 386.6863 | 4.3049 | 3.8688 | 2.4344 | 4.5016
|  | 386.9038 | 4.5115 | 4.2171 | 2.5336 | 4.4561
|  | 387.1213 | 4.2626 | 3.9064 | 2.4379 | 4.4977
|  | 387.3388 | 4.4448 | 4.1586 | 2.5364 | 4.4696
|  | 387.5563 | 4.2732 | 3.8746 | 2.4509 | 4.5051
|  | 387.7738 | 4.4917 | 4.2356 | 2.5175 | 4.4602
|  | 387.9914 | 4.2693 | 3.9866 | 2.4301 | 4.5088
|  | 388.209 | 4.453 | 4.2696 | 2.5316 | 4.4653
|  | 388.4265 | 4.3367 | 3.9823 | 2.4464 | 4.4973
|  | 388.6441 | 4.538 | 4.3643 | 2.5907 | 4.4487
|  | 388.8618 | 4.4636 | 4.097 | 2.5107 | 4.4589
|  | 389.0794 | 4.7121 | 4.4948 | 2.6042 | 4.4333
|  | 389.297 | 4.4429 | 4.075 | 2.5192 | 4.4705
|  | 389.5147 | 4.7347 | 4.4979 | 2.6451 | 4.4403
|  | 389.7323 | 4.5226 | 4.1394 | 2.5616 | 4.4701
|  | 389.95 | 4.806 | 4.4006 | 2.6534 | 4.4239
|  | 390.1677 | 4.5625 | 4.1521 | 2.5771 | 4.5046
|  | 390.3854 | 4.7891 | 4.4301 | 2.6505 | 4.4729
|  | 390.6031 | 4.6032 | 4.0599 | 2.5663 | 4.3792
|  | 390.8209 | 4.8374 | 4.4253 | 2.6956 | 4.455
|  | 391.0386 | 4.5197 | 4.085 | 2.576 | 4.4807
|  | 391.2563 | 4.7365 | 4.3045 | 2.6832 | 4.456
|  | 391.4741 | 4.4729 | 4.1215 | 2.5763 | 4.4878
|  | 391.6919 | 4.6428 | 4.3319 | 2.6558 | 4.465
|  | 391.9097 | 4.4668 | 4.0751 | 2.5802 | 4.4944
|  | 392.1275 | 4.5798 | 4.3678 | 2.656 | 4.4583
|  | 392.3454 | 4.4368 | 4.1181 | 2.5823 | 4.4911
|  | 392.5632 | 4.6327 | 4.3237 | 2.6937 | 4.4574
|  | 392.7811 | 4.4584 | 4.2183 | 2.6142 | 4.4762
|  | 392.9989 | 4.7366 | 4.378 | 2.6798 | 4.4477
|  | 393.2168 | 4.5298 | 4.2079 | 2.6014 | 4.4647
|  | 393.4347 | 4.7334 | 4.4073 | 2.7199 | 4.4274
|  | 393.6526 | 4.6006 | 4.2879 | 2.6649 | 4.4679
|  | 393.8705 | 4.8104 | 4.445 | 2.7452 | 4.4105
|  | 394.0885 | 4.6463 | 4.252 | 2.6567 | 4.4387
|  | 394.3064 | 4.8663 | 4.4882 | 2.7766 | 4.4306
|  | 394.5244 | 4.6803 | 4.3456 | 2.6894 | 4.4466
|  | 394.7424 | 4.845 | 4.4083 | 2.7953 | 4.4003
|  | 394.9604 | 4.5654 | 4.1847 | 2.5861 | 4.405
|  | 395.1784 | 4.7807 | 4.4498 | 2.7249 | 4.3784
|  | 395.3964 | 4.5626 | 4.1529 | 2.6504 | 4.4169
|  | 395.6144 | 4.7466 | 4.4229 | 2.7635 | 4.4198
|  | 395.8325 | 4.5906 | 4.2359 | 2.7093 | 4.5009
|  | 396.0505 | 4.6909 | 4.4865 | 2.8262 | 4.4992
|  | 396.2686 | 4.5567 | 4.311 | 2.7511 | 4.5422
|  | 396.4867 | 4.7182 | 4.5979 | 2.8676 | 4.4834
|  | 396.7048 | 4.5763 | 4.3337 | 2.7404 | 4.495
|  | 396.9229 | 4.8011 | 4.5533 | 2.7841 | 4.4292
|  | 397.1411 | 4.3921 | 4.0488 | 2.6625 | 4.422
|  | 397.3592 | 4.7264 | 4.3467 | 2.7361 | 4.366
|  | 397.5774 | 4.6005 | 4.2061 | 2.6286 | 4.375
|  | 397.7955 | 4.7064 | 4.3293 | 2.7236 | 4.3493
|  | 398.0137 | 4.6445 | 4.2721 | 2.7007 | 4.3884
|  | 398.2319 | 4.8267 | 4.4269 | 2.8281 | 4.3597
|  | 398.4501 | 4.6353 | 4.3312 | 2.7157 | 4.3857
|  | 398.6683 | 4.8477 | 4.4863 | 2.8399 | 4.3663
|  | 398.8866 | 4.6491 | 4.2701 | 2.6992 | 4.373
|  | 399.1048 | 4.8101 | 4.3839 | 2.8126 | 4.3501
|  | 399.3231 | 4.6173 | 4.2461 | 2.7239 | 4.3962
|  | 399.5414 | 4.7633 | 4.3692 | 2.8075 | 4.3363
|  | 399.7597 | 4.595 | 4.1835 | 2.6971 | 4.3985
|  | 399.978 | 4.7036 | 4.3243 | 2.8027 | 4.3994
|  | 400.1963 | 4.5367 | 4.1763 | 2.6826 | 4.2973
|  | 400.4146 | 4.6523 | 4.3156 | 2.7791 | 4.3596
|  | 400.633 | 4.4975 | 4.1998 | 2.6716 | 4.3748
|  | 400.8514 | 4.6608 | 4.317 | 2.7677 | 4.3496
|  | 401.0697 | 4.4463 | 4.0835 | 2.6709 | 4.3625
|  | 401.2881 | 4.6549 | 4.3015 | 2.7492 | 4.3251
|  | 401.5065 | 4.5163 | 4.1278 | 2.6747 | 4.3574
|  | 401.7249 | 4.6936 | 4.3361 | 2.7612 | 4.3214
|  | 401.9434 | 4.5272 | 4.1641 | 2.6776 | 4.3334
|  | 402.1618 | 4.6802 | 4.3338 | 2.7868 | 4.3043
|  | 402.3802 | 4.533 | 4.1338 | 2.6766 | 4.3124
|  | 402.5987 | 4.6656 | 4.3058 | 2.7811 | 4.2767
|  | 402.8172 | 4.5876 | 4.1449 | 2.6814 | 4.3021
|  | 403.0357 | 4.7034 | 4.2872 | 2.7811 | 4.2632
|  | 403.2542 | 4.6757 | 4.2706 | 2.7597 | 4.2631
|  | 403.4727 | 4.4925 | 4.1134 | 2.6616 | 4.2929
|  | 403.6913 | 4.6085 | 4.2414 | 2.728 | 4.2562
|  | 403.9098 | 4.4426 | 4.0571 | 2.626 | 4.2846
|  | 404.1284 | 4.5879 | 4.1701 | 2.714 | 4.2517
|  | 404.3469 | 4.3993 | 3.988 | 2.6169 | 4.2759
|  | 404.5655 | 4.5277 | 4.1835 | 2.6899 | 4.2515
|  | 404.7842 | 4.3462 | 4.0304 | 2.604 | 4.2715
|  | 405.0028 | 4.5026 | 4.145 | 2.6596 | 4.2288
|  | 405.2214 | 4.3754 | 4.0123 | 2.5709 | 4.2451
|  | 405.4401 | 4.489 | 4.1161 | 2.6719 | 4.214
|  | 405.6587 | 4.3343 | 3.9834 | 2.5705 | 4.2381
|  | 405.8774 | 4.483 | 4.1071 | 2.6518 | 4.1815
|  | 406.0961 | 4.3074 | 3.9922 | 2.5891 | 4.21
|  | 406.3148 | 4.4829 | 4.0961 | 2.6629 | 4.1718
|  | 406.5335 | 4.3511 | 3.9585 | 2.5731 | 4.1938
|  | 406.7522 | 4.4711 | 4.0976 | 2.6614 | 4.1394
|  | 406.971 | 4.3116 | 3.94 | 2.5712 | 4.1638
|  | 407.1897 | 4.4486 | 4.0556 | 2.6574 | 4.1268
|  | 407.4085 | 4.301 | 3.9196 | 2.5393 | 4.1422
|  | 407.6273 | 4.4256 | 4.0493 | 2.6013 | 4.1193
|  | 407.846 | 4.2587 | 3.9138 | 2.5109 | 4.1361
|  | 408.0648 | 4.3778 | 3.9692 | 2.5834 | 4.1075
|  | 408.2837 | 4.2069 | 3.8232 | 2.5017 | 4.135
|  | 408.5025 | 4.3353 | 4.0004 | 2.5573 | 4.1158
|  | 408.7213 | 4.1456 | 3.8191 | 2.4959 | 4.1142
|  | 408.9402 | 4.2759 | 3.9055 | 2.5482 | 4.0852
|  | 409.1591 | 4.1318 | 3.7805 | 2.4523 | 4.134
|  | 409.378 | 4.2659 | 3.8991 | 2.517 | 4.1388
|  | 409.5969 | 4.1012 | 3.7473 | 2.4437 | 4.0357
|  | 409.8158 | 4.2274 | 3.8456 | 2.495 | 4.0598
|  | 410.0347 | 4.0897 | 3.7357 | 2.4333 | 4.0713
|  | 410.2537 | 4.2116 | 3.8135 | 2.4658 | 4.0284
|  | 410.4726 | 4.0974 | 3.7407 | 2.4077 | 4.051
|  | 410.6916 | 4.2339 | 3.8301 | 2.4848 | 4.0147
|  | 410.9106 | 4.0586 | 3.7224 | 2.4118 | 4.0255
|  | 411.1296 | 4.2149 | 3.8124 | 2.457 | 3.9922
|  | 411.3486 | 4.0543 | 3.7059 | 2.3945 | 4.0052
|  | 411.5676 | 4.2093 | 3.8165 | 2.4323 | 3.986
|  | 411.7867 | 4.0462 | 3.641 | 2.3794 | 3.9882
|  | 412.0057 | 4.1883 | 3.7473 | 2.4161 | 3.9556
|  | 412.2248 | 4.0202 | 3.6463 | 2.3705 | 3.9845
|  | 412.4438 | 4.1371 | 3.7547 | 2.4226 | 3.9491
|  | 412.6629 | 3.9604 | 3.6123 | 2.3357 | 3.9698
|  | 412.882 | 4.0941 | 3.7328 | 2.3866 | 3.9345
|  | 413.1011 | 3.9304 | 3.5644 | 2.3157 | 3.9477
|  | 413.3203 | 4.061 | 3.6902 | 2.359 | 3.9333
|  | 413.5394 | 3.905 | 3.5332 | 2.2891 | 3.9362
|  | 413.7586 | 4.0229 | 3.6457 | 2.3344 | 3.9138
|  | 413.9778 | 3.9004 | 3.5041 | 2.26 | 3.9094
|  | 414.1969 | 3.9989 | 3.6451 | 2.3245 | 3.8804
|  | 414.4161 | 3.8628 | 3.5021 | 2.2532 | 3.8998
|  | 414.6354 | 3.971 | 3.6391 | 2.2964 | 3.866
|  | 414.8546 | 3.8393 | 3.4888 | 2.2535 | 3.8636
|  | 415.0738 | 3.9755 | 3.6066 | 2.2952 | 3.8302
|  | 415.2931 | 3.8534 | 3.4894 | 2.2352 | 3.8464
|  | 415.5123 | 3.9484 | 3.5809 | 2.2754 | 3.8147
|  | 415.7316 | 3.8506 | 3.462 | 2.2318 | 3.8355
|  | 415.9509 | 3.964 | 3.5745 | 2.2681 | 3.7948
|  | 416.1702 | 3.8692 | 3.452 | 2.2084 | 3.8092
|  | 416.3895 | 3.9769 | 3.5614 | 2.2473 | 3.7831
|  | 416.6089 | 3.8321 | 3.4195 | 2.1872 | 3.7898
|  | 416.8282 | 3.9039 | 3.5326 | 2.223 | 3.7679
|  | 417.0476 | 3.782 | 3.3891 | 2.1729 | 3.7775
|  | 417.2669 | 3.8904 | 3.4833 | 2.1935 | 3.7659
|  | 417.4863 | 3.7103 | 3.3572 | 2.1515 | 3.7736
|  | 417.7057 | 3.845 | 3.477 | 2.186 | 3.7393
|  | 417.9251 | 3.7265 | 3.3526 | 2.1345 | 3.7608
|  | 418.1445 | 3.818 | 3.4506 | 2.1562 | 3.7229
|  | 418.364 | 3.6927 | 3.3148 | 2.108 | 3.7381
|  | 418.5834 | 3.8327 | 3.4461 | 2.1496 | 3.7044
|  | 418.8029 | 3.6983 | 3.3191 | 2.0888 | 3.7148
|  | 419.0224 | 3.7829 | 3.4471 | 2.139 | 3.7234
|  | 419.2418 | 3.6687 | 3.3173 | 2.0988 | 3.6471
|  | 419.4614 | 3.7535 | 3.4131 | 2.127 | 3.6578
|  | 419.6809 | 3.6595 | 3.2811 | 2.0846 | 3.6667
|  | 419.9004 | 3.7692 | 3.4101 | 2.1162 | 3.6363
|  | 420.12 | 3.6751 | 3.2592 | 2.0849 | 3.6465
|  | 420.3395 | 3.7475 | 3.3864 | 2.1177 | 3.622
|  | 420.5591 | 3.6692 | 3.2811 | 2.0684 | 3.6312
|  | 420.7787 | 3.739 | 3.3807 | 2.1 | 3.6067
|  | 420.9983 | 3.6514 | 3.2471 | 2.0619 | 3.6119
|  | 421.2179 | 3.7413 | 3.3613 | 2.0698 | 3.5866
|  | 421.4375 | 3.628 | 3.2259 | 2.0327 | 3.6072
|  | 421.6571 | 3.6837 | 3.3363 | 2.0589 | 3.5814
|  | 421.8768 | 3.5657 | 3.2077 | 2.0177 | 3.5839
|  | 422.0965 | 3.6608 | 3.3031 | 2.0293 | 3.567
|  | 422.3161 | 3.5632 | 3.1932 | 2.0054 | 3.5755
|  | 422.5358 | 3.6467 | 3.3109 | 2.0246 | 3.5429
|  | 422.7556 | 3.5691 | 3.1664 | 1.9918 | 3.5553
|  | 422.9753 | 3.6648 | 3.2753 | 2.0217 | 3.5211
|  | 423.195 | 3.5298 | 3.1628 | 1.9775 | 3.5343
|  | 423.4147 | 3.6191 | 3.2569 | 2.0083 | 3.505
|  | 423.6345 | 3.533 | 3.1584 | 1.9522 | 3.5161
|  | 423.8543 | 3.6044 | 3.2296 | 1.9895 | 3.4779
|  | 424.074 | 3.513 | 3.1492 | 1.9614 | 3.4943
|  | 424.2939 | 3.603 | 3.218 | 1.9849 | 3.456
|  | 424.5137 | 3.5315 | 3.129 | 1.9517 | 3.4749
|  | 424.7335 | 3.6116 | 3.231 | 1.9752 | 3.4435
|  | 424.9533 | 3.5299 | 3.1472 | 1.9389 | 3.4649
|  | 425.1732 | 3.6003 | 3.2171 | 1.9592 | 3.4356
|  | 425.393 | 3.5181 | 3.1037 | 1.9294 | 3.4513
|  | 425.6129 | 3.6028 | 3.1912 | 1.944 | 3.4302
|  | 425.8328 | 3.4992 | 3.0912 | 1.9015 | 3.4363
|  | 426.0527 | 3.5403 | 3.1885 | 1.9247 | 3.4216
|  | 426.2726 | 3.4607 | 3.0739 | 1.8998 | 3.4338
|  | 426.4925 | 3.5516 | 3.1804 | 1.9163 | 3.4038
|  | 426.7125 | 3.4526 | 3.0421 | 1.8746 | 3.409
|  | 426.9325 | 3.5231 | 3.162 | 1.8979 | 3.3823
|  | 427.1524 | 3.4514 | 3.056 | 1.8727 | 3.3969
|  | 427.3724 | 3.5311 | 3.1146 | 1.8887 | 3.3657
|  | 427.5924 | 3.4285 | 3.044 | 1.8637 | 3.3767
|  | 427.8124 | 3.498 | 3.1338 | 1.8821 | 3.3474
|  | 428.0324 | 3.4124 | 3.0229 | 1.8512 | 3.3615
|  | 428.2525 | 3.4775 | 3.126 | 1.8799 | 3.3373
|  | 428.4725 | 3.4118 | 3.0109 | 1.8516 | 3.3454
|  | 428.6926 | 3.4821 | 3.1053 | 1.8462 | 3.3549
|  | 428.9127 | 3.4214 | 3.0358 | 1.8398 | 3.2822
|  | 429.1327 | 3.5012 | 3.1216 | 1.8578 | 3.2937
|  | 429.3528 | 3.4371 | 3.0086 | 1.8269 | 3.3065
|  | 429.573 | 3.4842 | 3.1075 | 1.8432 | 3.2858
|  | 429.7931 | 3.3874 | 2.9931 | 1.8134 | 3.2915
|  | 430.0132 | 3.4658 | 3.0765 | 1.8301 | 3.2737
|  | 430.2334 | 3.3902 | 2.9709 | 1.8025 | 3.2881
|  | 430.4536 | 3.4669 | 3.0762 | 1.827 | 3.2526
|  | 430.6737 | 3.3705 | 2.9628 | 1.7892 | 3.2812
|  | 430.8939 | 3.4165 | 3.0512 | 1.8135 | 3.2497
|  | 431.1141 | 3.364 | 2.9407 | 1.7827 | 3.2665
|  | 431.3343 | 3.4356 | 3.0251 | 1.7905 | 3.2359
|  | 431.5546 | 3.3669 | 2.9511 | 1.7646 | 3.2404
|  | 431.7748 | 3.4016 | 3.0236 | 1.7816 | 3.2222
|  | 431.9951 | 3.3515 | 2.9451 | 1.7639 | 3.2248
|  | 432.2154 | 3.3967 | 3.0246 | 1.7768 | 3.1972
|  | 432.4357 | 3.3323 | 2.9201 | 1.7542 | 3.2066
|  | 432.656 | 3.4046 | 3.0104 | 1.7745 | 3.1685
|  | 432.8763 | 3.3243 | 2.9311 | 1.7456 | 3.1862
|  | 433.0966 | 3.3869 | 3.0099 | 1.7604 | 3.1609
|  | 433.317 | 3.3487 | 2.9263 | 1.7429 | 3.1727
|  | 433.5373 | 3.3982 | 3.0209 | 1.7651 | 3.1542
|  | 433.7577 | 3.3118 | 2.9404 | 1.7414 | 3.1543
|  | 433.978 | 3.39 | 2.9889 | 1.7524 | 3.1273
|  | 434.1984 | 3.3353 | 2.8952 | 1.7221 | 3.1511
|  | 434.4189 | 3.3839 | 2.9729 | 1.7307 | 3.1303
|  | 434.6393 | 3.3236 | 2.9023 | 1.716 | 3.1382
|  | 434.8597 | 3.3696 | 2.9609 | 1.7309 | 3.11
|  | 435.0801 | 3.2904 | 2.8642 | 1.6976 | 3.1243
|  | 435.3006 | 3.3303 | 2.9418 | 1.711 | 3.1068
|  | 435.5211 | 3.2811 | 2.8606 | 1.6853 | 3.1074
|  | 435.7416 | 3.3218 | 2.9343 | 1.701 | 3.0874
|  | 435.962 | 3.2804 | 2.8451 | 1.674 | 3.0991
|  | 436.1826 | 3.3377 | 2.9207 | 1.6898 | 3.0695
|  | 436.4031 | 3.2867 | 2.8383 | 1.6673 | 3.076
|  | 436.6236 | 3.3175 | 2.9155 | 1.6846 | 3.0503
|  | 436.8442 | 3.278 | 2.8293 | 1.6577 | 3.0605
|  | 437.0647 | 3.3298 | 2.9058 | 1.681 | 3.0299
|  | 437.2853 | 3.281 | 2.8386 | 1.6508 | 3.0348
|  | 437.5059 | 3.3219 | 2.8821 | 1.6792 | 3.0214
|  | 437.7265 | 3.2961 | 2.8408 | 1.6554 | 3.0267
|  | 437.9471 | 3.3064 | 2.8875 | 1.667 | 3.0088
|  | 438.1677 | 3.2675 | 2.8372 | 1.6442 | 3.0132
|  | 438.3884 | 3.3123 | 2.8908 | 1.6647 | 3.0135
|  | 438.609 | 3.2384 | 2.8151 | 1.6373 | 2.9748
|  | 438.8297 | 3.2851 | 2.8813 | 1.6408 | 2.9825
|  | 439.0504 | 3.2414 | 2.8188 | 1.6216 | 2.9952
|  | 439.2711 | 3.2864 | 2.866 | 1.6355 | 2.9679
|  | 439.4918 | 3.2474 | 2.7973 | 1.6227 | 2.9783
|  | 439.7125 | 3.2684 | 2.8547 | 1.6254 | 2.961
|  | 439.9332 | 3.2496 | 2.7836 | 1.6159 | 2.9674
|  | 440.154 | 3.2517 | 2.8404 | 1.6251 | 2.9486
|  | 440.3747 | 3.1934 | 2.8017 | 1.6054 | 2.9522
|  | 440.5955 | 3.2416 | 2.8397 | 1.6106 | 2.928
|  | 440.8163 | 3.2142 | 2.7431 | 1.5932 | 2.939
|  | 441.0371 | 3.2641 | 2.8267 | 1.6057 | 2.9124
|  | 441.2579 | 3.2321 | 2.7809 | 1.589 | 2.9136
|  | 441.4787 | 3.2556 | 2.8184 | 1.5978 | 2.9005
|  | 441.6995 | 3.1995 | 2.7764 | 1.5817 | 2.9048
|  | 441.9204 | 3.267 | 2.8298 | 1.601 | 2.8855
|  | 442.1413 | 3.2 | 2.7621 | 1.5806 | 2.8992
|  | 442.3621 | 3.2489 | 2.8274 | 1.5943 | 2.8762
|  | 442.583 | 3.2021 | 2.7727 | 1.5767 | 2.8836
|  | 442.8039 | 3.2665 | 2.8279 | 1.5823 | 2.8634
|  | 443.0248 | 3.2213 | 2.7697 | 1.5619 | 2.8689
|  | 443.2458 | 3.2659 | 2.8115 | 1.5743 | 2.8518
|  | 443.4667 | 3.2017 | 2.7447 | 1.5638 | 2.857
|  | 443.6877 | 3.2374 | 2.7994 | 1.5624 | 2.843
|  | 443.9086 | 3.1847 | 2.7584 | 1.5482 | 2.8535
|  | 444.1296 | 3.2355 | 2.7845 | 1.555 | 2.8305
|  | 444.3506 | 3.1656 | 2.714 | 1.5375 | 2.8362
|  | 444.5716 | 3.205 | 2.7786 | 1.548 | 2.8257
|  | 444.7926 | 3.1995 | 2.7264 | 1.5345 | 2.8365
|  | 445.0137 | 3.2154 | 2.7606 | 1.5388 | 2.8081
|  | 445.2347 | 3.1764 | 2.7186 | 1.5273 | 2.8046
|  | 445.4558 | 3.2022 | 2.7774 | 1.5362 | 2.7889
|  | 445.6769 | 3.1493 | 2.717 | 1.5134 | 2.7991
|  | 445.8979 | 3.1811 | 2.75 | 1.5267 | 2.775
|  | 446.119 | 3.1661 | 2.7142 | 1.5131 | 2.7827
|  | 446.3401 | 3.198 | 2.7694 | 1.5236 | 2.7608
|  | 446.5612 | 3.1414 | 2.7105 | 1.5056 | 2.7757
|  | 446.7824 | 3.1753 | 2.7658 | 1.516 | 2.759
|  | 447.0035 | 3.1424 | 2.6972 | 1.5024 | 2.76
|  | 447.2247 | 3.1897 | 2.7481 | 1.5135 | 2.7407
|  | 447.4459 | 3.1324 | 2.703 | 1.5004 | 2.7485
|  | 447.6671 | 3.1616 | 2.736 | 1.5015 | 2.7308
|  | 447.8883 | 3.1309 | 2.693 | 1.492 | 2.7411
|  | 448.1095 | 3.1494 | 2.7365 | 1.498 | 2.7492
|  | 448.3307 | 3.107 | 2.6839 | 1.4785 | 2.712
|  | 448.5519 | 3.15 | 2.7398 | 1.4925 | 2.7159
|  | 448.7732 | 3.1106 | 2.6715 | 1.469 | 2.727
|  | 448.9945 | 3.1292 | 2.7084 | 1.4815 | 2.7079
|  | 449.2158 | 3.1089 | 2.6646 | 1.4694 | 2.714
|  | 449.437 | 3.1318 | 2.7011 | 1.4751 | 2.6903
|  | 449.6584 | 3.1403 | 2.6753 | 1.4661 | 2.704
|  | 449.8797 | 3.1578 | 2.7172 | 1.4721 | 2.6818
|  | 450.101 | 3.1274 | 2.6649 | 1.4582 | 2.6885
|  | 450.3223 | 3.1628 | 2.7026 | 1.4668 | 2.6711
|  | 450.5437 | 3.1227 | 2.6719 | 1.4533 | 2.6794
|  | 450.7651 | 3.1289 | 2.7021 | 1.459 | 2.6537
|  | 450.9864 | 3.0827 | 2.6592 | 1.4521 | 2.6635
|  | 451.2078 | 3.1192 | 2.6999 | 1.4579 | 2.648
|  | 451.4293 | 3.0989 | 2.6584 | 1.4546 | 2.655
|  | 451.6507 | 3.1168 | 2.6933 | 1.4535 | 2.6393
|  | 451.8721 | 3.0933 | 2.6454 | 1.4442 | 2.6497
|  | 452.0935 | 3.1294 | 2.6749 | 1.4514 | 2.6286
|  | 452.315 | 3.087 | 2.644 | 1.4322 | 2.6374
|  | 452.5365 | 3.0826 | 2.6834 | 1.4405 | 2.6235
|  | 452.758 | 3.0436 | 2.6447 | 1.4365 | 2.6295
|  | 452.9795 | 3.0785 | 2.6754 | 1.4385 | 2.613
|  | 453.201 | 3.0639 | 2.6273 | 1.428 | 2.6241
|  | 453.4225 | 3.0831 | 2.672 | 1.4356 | 2.5972
|  | 453.644 | 3.0645 | 2.6291 | 1.4166 | 2.6079
|  | 453.8656 | 3.1073 | 2.6607 | 1.4266 | 2.5905
|  | 454.0872 | 3.0837 | 2.6233 | 1.4177 | 2.5961
|  | 454.3087 | 3.085 | 2.6583 | 1.4199 | 2.58
|  | 454.5303 | 3.0751 | 2.6125 | 1.4132 | 2.5817
|  | 454.7519 | 3.1106 | 2.6444 | 1.424 | 2.5676
|  | 454.9735 | 3.0839 | 2.6218 | 1.4098 | 2.5726
|  | 455.1952 | 3.0896 | 2.6585 | 1.4182 | 2.5633
|  | 455.4168 | 3.0656 | 2.6181 | 1.4043 | 2.5663
|  | 455.6384 | 3.0872 | 2.6633 | 1.4125 | 2.551
|  | 455.8601 | 3.0704 | 2.6237 | 1.3974 | 2.5568
|  | 456.0818 | 3.075 | 2.651 | 1.4113 | 2.5394
|  | 456.3035 | 3.0548 | 2.6197 | 1.3948 | 2.5505
|  | 456.5252 | 3.0794 | 2.6301 | 1.4067 | 2.5337
|  | 456.7469 | 3.0475 | 2.6028 | 1.3878 | 2.5399
|  | 456.9686 | 3.0374 | 2.6306 | 1.3934 | 2.5207
|  | 457.1904 | 3.0381 | 2.6033 | 1.386 | 2.5226
|  | 457.4121 | 3.0818 | 2.6345 | 1.3948 | 2.5148
|  | 457.6339 | 3.0463 | 2.6015 | 1.3814 | 2.5149
|  | 457.8557 | 3.0903 | 2.6251 | 1.3826 | 2.5157
|  | 458.0774 | 3.0518 | 2.5811 | 1.3833 | 2.4855
|  | 458.2993 | 3.0749 | 2.6119 | 1.3847 | 2.4869
|  | 458.5211 | 3.0374 | 2.589 | 1.3772 | 2.4827
|  | 458.7429 | 3.0444 | 2.6155 | 1.3795 | 2.472
|  | 458.9647 | 3.0351 | 2.5843 | 1.3772 | 2.4725
|  | 459.1866 | 3.0641 | 2.6023 | 1.3812 | 2.4647
|  | 459.4085 | 3.0299 | 2.5866 | 1.3692 | 2.4666
|  | 459.6304 | 3.0144 | 2.5654 | 1.3635 | 2.449
|  | 459.8523 | 3.0614 | 2.59 | 1.3709 | 2.4367
|  | 460.0742 | 3.0391 | 2.5722 | 1.3619 | 2.4445
|  | 460.2961 | 3.0555 | 2.603 | 1.3658 | 2.4263
|  | 460.518 | 3.0464 | 2.5787 | 1.3611 | 2.4297
|  | 460.74 | 3.0681 | 2.6088 | 1.3715 | 2.4188
|  | 460.9619 | 3.0612 | 2.5801 | 1.3563 | 2.4266
|  | 461.1839 | 3.0871 | 2.6092 | 1.3619 | 2.4101
|  | 461.4059 | 3.0514 | 2.5709 | 1.3546 | 2.4201
|  | 461.6279 | 3.0825 | 2.5946 | 1.3536 | 2.4048
|  | 461.8499 | 3.0441 | 2.5768 | 1.3426 | 2.4073
|  | 462.0719 | 3.0436 | 2.5991 | 1.3454 | 2.3942
|  | 462.294 | 3.0133 | 2.5615 | 1.3399 | 2.404
|  | 462.516 | 3.0388 | 2.5754 | 1.3426 | 2.3894
|  | 462.7381 | 3.002 | 2.5434 | 1.337 | 2.3868
|  | 462.9602 | 3.031 | 2.5858 | 1.3417 | 2.3836
|  | 463.1823 | 3.0176 | 2.5415 | 1.3314 | 2.3874
|  | 463.4044 | 3.0413 | 2.5711 | 1.3419 | 2.376
|  | 463.6265 | 3.0263 | 2.5524 | 1.3346 | 2.3768
|  | 463.8486 | 3.0501 | 2.5765 | 1.3403 | 2.366
|  | 464.0707 | 3.0067 | 2.5533 | 1.3361 | 2.3657
|  | 464.2929 | 3.0115 | 2.5737 | 1.3351 | 2.3569
|  | 464.515 | 3.0084 | 2.548 | 1.325 | 2.3542
|  | 464.7372 | 3.0633 | 2.5756 | 1.3315 | 2.349
|  | 464.9594 | 3.039 | 2.5608 | 1.3249 | 2.3557
|  | 465.1816 | 3.0287 | 2.5785 | 1.3284 | 2.3382
|  | 465.4038 | 2.9791 | 2.5418 | 1.3264 | 2.3425
|  | 465.6261 | 3.0222 | 2.554 | 1.327 | 2.3261
|  | 465.8483 | 2.9917 | 2.5223 | 1.3141 | 2.332
|  | 466.0706 | 3.009 | 2.5602 | 1.3189 | 2.3154
|  | 466.2928 | 2.983 | 2.5409 | 1.3112 | 2.3106
|  | 466.5151 | 3.0112 | 2.5632 | 1.3177 | 2.2987
|  | 466.7374 | 2.9849 | 2.5407 | 1.3135 | 2.3011
|  | 466.9597 | 3.003 | 2.569 | 1.3172 | 2.2828
|  | 467.182 | 2.9774 | 2.5407 | 1.3073 | 2.2807
|  | 467.4043 | 2.9765 | 2.5451 | 1.3102 | 2.2777
|  | 467.6267 | 2.9774 | 2.5209 | 1.3052 | 2.2485
|  | 467.849 | 3.0235 | 2.55 | 1.3052 | 2.2479
|  | 468.0714 | 2.9949 | 2.532 | 1.3032 | 2.2481
|  | 468.2938 | 3.0111 | 2.5592 | 1.3046 | 2.2384
|  | 468.5162 | 2.9936 | 2.5351 | 1.2999 | 2.2427
|  | 468.7386 | 3.0039 | 2.5408 | 1.3004 | 2.2304
|  | 468.961 | 2.9749 | 2.5142 | 1.2978 | 2.2292
|  | 469.1834 | 3.0008 | 2.5504 | 1.2958 | 2.2168
|  | 469.4058 | 2.9811 | 2.534 | 1.2937 | 2.2229
|  | 469.6283 | 3.0138 | 2.5427 | 1.2944 | 2.216
|  | 469.8508 | 2.9908 | 2.5234 | 1.2904 | 2.2227
|  | 470.0733 | 3.0173 | 2.5338 | 1.2895 | 2.2135
|  | 470.2958 | 2.9754 | 2.507 | 1.2862 | 2.2153
|  | 470.5183 | 2.9705 | 2.5467 | 1.2854 | 2.2099
|  | 470.7408 | 2.9927 | 2.5075 | 1.2809 | 2.2131
|  | 470.9633 | 3.0243 | 2.5215 | 1.285 | 2.2069
|  | 471.1859 | 2.9874 | 2.5072 | 1.2725 | 2.2193
|  | 471.4084 | 3.0042 | 2.5314 | 1.2803 | 2.2051
|  | 471.631 | 2.9942 | 2.5205 | 1.2773 | 2.2116
|  | 471.8536 | 2.9911 | 2.5382 | 1.2787 | 2.2021
|  | 472.0762 | 2.9627 | 2.5194 | 1.273 | 2.216
|  | 472.2988 | 3.0005 | 2.5414 | 1.2777 | 2.2092
|  | 472.5214 | 2.9791 | 2.5041 | 1.2685 | 2.218
|  | 472.7441 | 2.9943 | 2.5285 | 1.2771 | 2.2138
|  | 472.9667 | 2.9703 | 2.4954 | 1.2696 | 2.2186
|  | 473.1893 | 2.9741 | 2.5302 | 1.2744 | 2.2132
|  | 473.412 | 2.9536 | 2.5083 | 1.2677 | 2.2212
|  | 473.6347 | 2.9675 | 2.5154 | 1.273 | 2.2161
|  | 473.8574 | 2.9516 | 2.5041 | 1.2642 | 2.2277
|  | 474.0801 | 2.9969 | 2.5325 | 1.2703 | 2.2173
|  | 474.3028 | 2.9672 | 2.496 | 1.2655 | 2.2266
|  | 474.5255 | 2.9598 | 2.5132 | 1.2723 | 2.2156
|  | 474.7483 | 2.9562 | 2.4948 | 1.2612 | 2.2236
|  | 474.9711 | 2.9852 | 2.515 | 1.2679 | 2.2162
|  | 475.1938 | 2.9954 | 2.5062 | 1.2603 | 2.2226
|  | 475.4166 | 3.0012 | 2.5174 | 1.2646 | 2.2133
|  | 475.6394 | 2.9761 | 2.4868 | 1.2545 | 2.2174
|  | 475.8622 | 2.9831 | 2.5149 | 1.2654 | 2.207
|  | 476.0851 | 2.9499 | 2.4883 | 1.2627 | 2.2104
|  | 476.3079 | 2.9423 | 2.4947 | 1.268 | 2.2019
|  | 476.5307 | 2.9527 | 2.4771 | 1.2535 | 2.2011
|  | 476.7536 | 2.9904 | 2.4913 | 1.2598 | 2.1912
|  | 476.9765 | 2.9907 | 2.482 | 1.2503 | 2.1896
|  | 477.1993 | 3.0107 | 2.5017 | 1.2592 | 2.1923
|  | 477.4222 | 3.0014 | 2.4901 | 1.2537 | 2.1691
|  | 477.6451 | 2.989 | 2.5203 | 1.2579 | 2.1722
|  | 477.8681 | 2.9613 | 2.501 | 1.256 | 2.1728
|  | 478.091 | 2.9971 | 2.5172 | 1.2521 | 2.1565
|  | 478.314 | 2.972 | 2.4874 | 1.248 | 2.1599
|  | 478.5369 | 2.9615 | 2.5032 | 1.255 | 2.1526
|  | 478.7599 | 2.9194 | 2.4863 | 1.2487 | 2.1549
|  | 478.9829 | 2.9695 | 2.5054 | 1.2496 | 2.1391
|  | 479.2059 | 2.9671 | 2.4726 | 1.2467 | 2.1381
|  | 479.4289 | 2.965 | 2.494 | 1.2428 | 2.1252
|  | 479.6519 | 2.9528 | 2.4789 | 1.2459 | 2.13
|  | 479.8749 | 2.958 | 2.4887 | 1.2419 | 2.1109
|  | 480.098 | 2.9519 | 2.4726 | 1.238 | 2.1096
|  | 480.321 | 2.9805 | 2.4946 | 1.2442 | 2.0923
|  | 480.5441 | 2.9676 | 2.4693 | 1.2372 | 2.0946
|  | 480.7672 | 2.9909 | 2.4844 | 1.2382 | 2.0791
|  | 480.9903 | 2.9825 | 2.4711 | 1.2344 | 2.0778
|  | 481.2134 | 2.9675 | 2.4882 | 1.2335 | 2.0665
|  | 481.4366 | 2.9317 | 2.4553 | 1.2327 | 2.0622
|  | 481.6597 | 2.9386 | 2.4567 | 1.2345 | 2.045
|  | 481.8828 | 2.9275 | 2.4539 | 1.2252 | 2.0458
|  | 482.106 | 2.9373 | 2.4809 | 1.229 | 2.0313
|  | 482.3292 | 2.9308 | 2.4584 | 1.2257 | 2.0359
|  | 482.5523 | 2.9786 | 2.4828 | 1.2265 | 2.0162
|  | 482.7755 | 2.9874 | 2.4636 | 1.223 | 2.0238
|  | 482.9987 | 2.9932 | 2.4937 | 1.2239 | 2.0072
|  | 483.222 | 2.963 | 2.4752 | 1.2171 | 2.0091
|  | 483.4452 | 2.9424 | 2.4818 | 1.2247 | 1.9987
|  | 483.6685 | 2.9669 | 2.4629 | 1.2174 | 1.9943
|  | 483.8917 | 2.9672 | 2.478 | 1.2205 | 1.9859
|  | 484.115 | 2.9509 | 2.4691 | 1.216 | 1.984
|  | 484.3383 | 2.9547 | 2.4661 | 1.2184 | 1.9702
|  | 484.5616 | 2.944 | 2.4388 | 1.2079 | 1.9737
|  | 484.7849 | 2.9737 | 2.4611 | 1.213 | 1.9604
|  | 485.0082 | 2.9732 | 2.4391 | 1.2088 | 1.9576
|  | 485.2316 | 2.9758 | 2.4682 | 1.2135 | 1.9443
|  | 485.4549 | 2.944 | 2.4451 | 1.2069 | 1.9462
|  | 485.6782 | 2.9457 | 2.4639 | 1.2056 | 1.9295
|  | 485.9016 | 2.9601 | 2.4625 | 1.2012 | 1.9349
|  | 486.125 | 2.9375 | 2.4698 | 1.2028 | 1.9232
|  | 486.3484 | 2.9237 | 2.4421 | 1.2 | 1.9206
|  | 486.5718 | 2.9355 | 2.4543 | 1.2062 | 1.9148
|  | 486.7953 | 2.9229 | 2.4346 | 1.1988 | 1.912
|  | 487.0187 | 2.9294 | 2.4537 | 1.2002 | 1.9097
|  | 487.2421 | 2.9128 | 2.4393 | 1.1965 | 1.8962
|  | 487.4656 | 2.9264 | 2.4615 | 1.1947 | 1.8995
|  | 487.6891 | 2.9256 | 2.4374 | 1.1928 | 1.9049
|  | 487.9125 | 2.9263 | 2.4456 | 1.1976 | 1.8889
|  | 488.1361 | 2.893 | 2.4335 | 1.1922 | 1.8878
|  | 488.3596 | 2.9171 | 2.4553 | 1.1911 | 1.8834
|  | 488.5831 | 2.9116 | 2.4362 | 1.1879 | 1.8821
|  | 488.8066 | 2.9345 | 2.4457 | 1.1864 | 1.8707
|  | 489.0301 | 2.9 | 2.4225 | 1.1863 | 1.8742
|  | 489.2537 | 2.9155 | 2.4516 | 1.1898 | 1.8674
|  | 489.4773 | 2.9226 | 2.4376 | 1.1836 | 1.8713
|  | 489.7009 | 2.9217 | 2.4427 | 1.1824 | 1.8565
|  | 489.9245 | 2.9113 | 2.4309 | 1.1822 | 1.8615
|  | 490.1481 | 2.8948 | 2.4509 | 1.1854 | 1.8529
|  | 490.3717 | 2.8735 | 2.42 | 1.1791 | 1.861
|  | 490.5953 | 2.9365 | 2.4174 | 1.1811 | 1.8443
|  | 490.819 | 2.9095 | 2.4136 | 1.1758 | 1.8499
|  | 491.0426 | 2.8853 | 2.4499 | 1.1795 | 1.8478
|  | 491.2663 | 2.8619 | 2.448 | 1.1785 | 1.8386
|  | 491.49 | 2.8834 | 2.4574 | 1.179 | 1.8347
|  | 491.7137 | 2.8887 | 2.4329 | 1.176 | 1.842
|  | 491.9374 | 2.9092 | 2.4417 | 1.1818 | 1.8275
|  | 492.1611 | 2.9263 | 2.4208 | 1.1699 | 1.8341
|  | 492.3849 | 2.9254 | 2.4317 | 1.1772 | 1.824
|  | 492.6086 | 2.8874 | 2.421 | 1.1711 | 1.8321
|  | 492.8324 | 2.8994 | 2.421 | 1.1775 | 1.8234
|  | 493.0561 | 2.8953 | 2.4096 | 1.171 | 1.8298
|  | 493.2799 | 2.8882 | 2.4209 | 1.1729 | 1.8139
|  | 493.5037 | 2.8873 | 2.4128 | 1.1695 | 1.8234
|  | 493.7275 | 2.9106 | 2.4367 | 1.1696 | 1.8091
|  | 493.9513 | 2.8839 | 2.4203 | 1.167 | 1.8188
|  | 494.1752 | 2.9285 | 2.4278 | 1.1704 | 1.8081
|  | 494.399 | 2.9063 | 2.4023 | 1.1646 | 1.8116
|  | 494.6229 | 2.918 | 2.4234 | 1.1675 | 1.7999
|  | 494.8467 | 2.9138 | 2.4132 | 1.1642 | 1.8081
|  | 495.0706 | 2.9092 | 2.4242 | 1.1637 | 1.7931
|  | 495.2945 | 2.8705 | 2.4177 | 1.161 | 1.8012
|  | 495.5184 | 2.8712 | 2.4405 | 1.1663 | 1.7838
|  | 495.7423 | 2.8847 | 2.4204 | 1.1604 | 1.7895
|  | 495.9663 | 2.9002 | 2.4224 | 1.1602 | 1.7858
|  | 496.1902 | 2.8927 | 2.4159 | 1.159 | 1.7892
|  | 496.4142 | 2.9022 | 2.4352 | 1.162 | 1.7811
|  | 496.6381 | 2.8962 | 2.4144 | 1.1594 | 1.7822
|  | 496.8621 | 2.9026 | 2.432 | 1.1587 | 1.7776
|  | 497.0861 | 2.8773 | 2.426 | 1.1585 | 1.7685
|  | 497.3101 | 2.88 | 2.4421 | 1.1614 | 1.7656
|  | 497.5341 | 2.9152 | 2.42 | 1.1524 | 1.7755
|  | 497.7582 | 2.9182 | 2.429 | 1.1578 | 1.7615
|  | 497.9822 | 2.8851 | 2.4228 | 1.1546 | 1.7686
|  | 498.2062 | 2.8611 | 2.4357 | 1.1571 | 1.7556
|  | 498.4303 | 2.8573 | 2.4097 | 1.1543 | 1.7622
|  | 498.6544 | 2.8778 | 2.4092 | 1.1535 | 1.7538
|  | 498.8784 | 2.8833 | 2.3958 | 1.1531 | 1.7552
|  | 499.1026 | 2.8876 | 2.4154 | 1.1529 | 1.7431
|  | 499.3267 | 2.8964 | 2.412 | 1.1471 | 1.7482
|  | 499.5508 | 2.8839 | 2.4212 | 1.1472 | 1.7366
|  | 499.7749 | 2.9013 | 2.3982 | 1.1484 | 1.7426
|  | 499.9991 | 2.9118 | 2.4121 | 1.1511 | 1.7331
|  | 500.2233 | 2.888 | 2.3997 | 1.1467 | 1.7379
|  | 500.4475 | 2.9132 | 2.4171 | 1.1482 | 1.7215
|  | 500.6716 | 2.8895 | 2.4045 | 1.1446 | 1.7292
|  | 500.8958 | 2.888 | 2.4193 | 1.144 | 1.718
|  | 501.12 | 2.8946 | 2.4132 | 1.1413 | 1.7217
|  | 501.3443 | 2.8834 | 2.4106 | 1.1383 | 1.713
|  | 501.5685 | 2.8674 | 2.3915 | 1.1325 | 1.7159
|  | 501.7928 | 2.8856 | 2.4122 | 1.1357 | 1.7055
|  | 502.017 | 2.8662 | 2.3946 | 1.1347 | 1.7058
|  | 502.2413 | 2.8761 | 2.4078 | 1.1395 | 1.698
|  | 502.4656 | 2.8794 | 2.3996 | 1.1374 | 1.7002
|  | 502.6899 | 2.8781 | 2.4144 | 1.1353 | 1.6921
|  | 502.9142 | 2.8679 | 2.4036 | 1.132 | 1.6923
|  | 503.1385 | 2.8689 | 2.412 | 1.134 | 1.6829
|  | 503.3628 | 2.8451 | 2.394 | 1.1302 | 1.6914
|  | 503.5872 | 2.8653 | 2.419 | 1.1355 | 1.6768
|  | 503.8116 | 2.8289 | 2.4133 | 1.1284 | 1.6826
|  | 504.0359 | 2.8316 | 2.4141 | 1.1291 | 1.6719
|  | 504.2603 | 2.8802 | 2.3999 | 1.1267 | 1.6776
|  | 504.4847 | 2.892 | 2.4078 | 1.1293 | 1.6659
|  | 504.7091 | 2.8612 | 2.4018 | 1.1285 | 1.6706
|  | 504.9335 | 2.8771 | 2.4093 | 1.1314 | 1.6596
|  | 505.158 | 2.8485 | 2.4066 | 1.1257 | 1.6628
|  | 505.3824 | 2.8501 | 2.4067 | 1.127 | 1.6546
|  | 505.6068 | 2.8626 | 2.3881 | 1.1271 | 1.6609
|  | 505.8313 | 2.8859 | 2.388 | 1.1294 | 1.6525
|  | 506.0558 | 2.8439 | 2.3831 | 1.1239 | 1.6579
|  | 506.2803 | 2.8393 | 2.3967 | 1.1257 | 1.6463
|  | 506.5048 | 2.8511 | 2.3853 | 1.1199 | 1.6479
|  | 506.7293 | 2.8662 | 2.3945 | 1.1207 | 1.6498
|  | 506.9539 | 2.8896 | 2.3856 | 1.1166 | 1.6422
|  | 507.1784 | 2.8767 | 2.3965 | 1.1199 | 1.6373
|  | 507.4029 | 2.8641 | 2.3821 | 1.1226 | 1.6435
|  | 507.6275 | 2.8642 | 2.3824 | 1.1237 | 1.6349
|  | 507.8521 | 2.8211 | 2.3813 | 1.1208 | 1.6366
|  | 508.0767 | 2.8548 | 2.3904 | 1.1217 | 1.6293
|  | 508.3013 | 2.8557 | 2.3765 | 1.1202 | 1.6357
|  | 508.5259 | 2.8583 | 2.3844 | 1.1182 | 1.6218
|  | 508.7505 | 2.8679 | 2.3824 | 1.1125 | 1.6281
|  | 508.9752 | 2.8762 | 2.3859 | 1.1142 | 1.622
|  | 509.1998 | 2.859 | 2.3813 | 1.1126 | 1.6277
|  | 509.4245 | 2.8678 | 2.3816 | 1.1167 | 1.6152
|  | 509.6492 | 2.8388 | 2.3687 | 1.1104 | 1.6213
|  | 509.8738 | 2.8764 | 2.3708 | 1.113 | 1.6159
|  | 510.0985 | 2.8848 | 2.3708 | 1.1052 | 1.6186
|  | 510.3233 | 2.8603 | 2.3862 | 1.114 | 1.6102
|  | 510.548 | 2.8726 | 2.373 | 1.1119 | 1.617
|  | 510.7727 | 2.8831 | 2.381 | 1.1113 | 1.6091
|  | 510.9975 | 2.8902 | 2.3729 | 1.1064 | 1.6145
|  | 511.2222 | 2.8575 | 2.3844 | 1.1126 | 1.6078
|  | 511.447 | 2.833 | 2.3743 | 1.1073 | 1.6103
|  | 511.6718 | 2.8104 | 2.3803 | 1.1093 | 1.5999
|  | 511.8966 | 2.8313 | 2.3798 | 1.1105 | 1.6129
|  | 512.1214 | 2.8493 | 2.3829 | 1.1159 | 1.6026
|  | 512.3462 | 2.8261 | 2.3702 | 1.1094 | 1.6069
|  | 512.571 | 2.8163 | 2.3722 | 1.1091 | 1.5983
|  | 512.7959 | 2.8172 | 2.3649 | 1.1065 | 1.6043
|  | 513.0208 | 2.8362 | 2.3761 | 1.1059 | 1.5926
|  | 513.2456 | 2.8371 | 2.3683 | 1.1016 | 1.6014
|  | 513.4705 | 2.8705 | 2.3778 | 1.1055 | 1.5933
|  | 513.6954 | 2.9027 | 2.3744 | 1.1033 | 1.5974
|  | 513.9203 | 2.8891 | 2.3853 | 1.1058 | 1.5904
|  | 514.1452 | 2.8374 | 2.3683 | 1.1005 | 1.5963
|  | 514.3702 | 2.824 | 2.3667 | 1.1003 | 1.5904
|  | 514.5951 | 2.8053 | 2.3605 | 1.0958 | 1.596
|  | 514.8201 | 2.8379 | 2.3727 | 1.0971 | 1.5872
|  | 515.045 | 2.8489 | 2.3582 | 1.0963 | 1.5939
|  | 515.27 | 2.846 | 2.3651 | 1.1026 | 1.5861
|  | 515.495 | 2.8293 | 2.3621 | 1.0975 | 1.596
|  | 515.72 | 2.8225 | 2.3713 | 1.0977 | 1.5852
|  | 515.945 | 2.7975 | 2.3725 | 1.0962 | 1.592
|  | 516.17 | 2.8022 | 2.383 | 1.0986 | 1.5813
|  | 516.3951 | 2.7939 | 2.3717 | 1.0942 | 1.5869
|  | 516.6201 | 2.8085 | 2.3721 | 1.101 | 1.5908
|  | 516.8451 | 2.8439 | 2.3645 | 1.093 | 1.5818
|  | 517.0702 | 2.829 | 2.3498 | 1.0889 | 1.5856
|  | 517.2953 | 2.8581 | 2.3536 | 1.0904 | 1.5795
|  | 517.5204 | 2.8672 | 2.3437 | 1.0928 | 1.5841
|  | 517.7455 | 2.8632 | 2.3621 | 1.0918 | 1.5773
|  | 517.9706 | 2.8409 | 2.3529 | 1.0913 | 1.5817
|  | 518.1958 | 2.8423 | 2.3692 | 1.0923 | 1.5758
|  | 518.421 | 2.8309 | 2.3525 | 1.0901 | 1.5829
|  | 518.6461 | 2.815 | 2.3516 | 1.0946 | 1.5724
|  | 518.8713 | 2.824 | 2.3577 | 1.0925 | 1.5802
|  | 519.0965 | 2.8148 | 2.3785 | 1.0892 | 1.5762
|  | 519.3217 | 2.8318 | 2.3653 | 1.0895 | 1.5777
|  | 519.5469 | 2.8582 | 2.3685 | 1.0905 | 1.5729
|  | 519.7721 | 2.8414 | 2.3485 | 1.091 | 1.5743
|  | 519.9973 | 2.8549 | 2.3657 | 1.0931 | 1.5652
|  | 520.2225 | 2.8375 | 2.3688 | 1.0908 | 1.5744
|  | 520.4478 | 2.8514 | 2.3632 | 1.093 | 1.5668
|  | 520.6731 | 2.8596 | 2.3508 | 1.0892 | 1.5742
|  | 520.8984 | 2.8713 | 2.3519 | 1.0854 | 1.5645
|  | 521.1237 | 2.8257 | 2.3434 | 1.0814 | 1.5662
|  | 521.3489 | 2.8186 | 2.3642 | 1.084 | 1.5636
|  | 521.5743 | 2.8166 | 2.3516 | 1.0811 | 1.5689
|  | 521.7996 | 2.8339 | 2.358 | 1.0795 | 1.5631
|  | 522.025 | 2.8134 | 2.3471 | 1.0797 | 1.5639
|  | 522.2503 | 2.7971 | 2.3606 | 1.081 | 1.5564
|  | 522.4756 | 2.7989 | 2.3697 | 1.0844 | 1.5642
|  | 522.7011 | 2.8039 | 2.3559 | 1.085 | 1.557
|  | 522.9264 | 2.8158 | 2.3553 | 1.0794 | 1.565
|  | 523.1518 | 2.8066 | 2.3685 | 1.0834 | 1.5588
|  | 523.3772 | 2.7955 | 2.3604 | 1.0852 | 1.5583
|  | 523.6027 | 2.84 | 2.3645 | 1.0858 | 1.5562
|  | 523.8281 | 2.8485 | 2.3578 | 1.0842 | 1.5623
|  | 524.0535 | 2.836 | 2.3614 | 1.0837 | 1.5535
|  | 524.279 | 2.8021 | 2.3506 | 1.0814 | 1.5576
|  | 524.5045 | 2.815 | 2.3512 | 1.0812 | 1.5517
|  | 524.7299 | 2.8133 | 2.3361 | 1.0829 | 1.5538
|  | 524.9554 | 2.8231 | 2.3396 | 1.0801 | 1.5531
|  | 525.1809 | 2.7939 | 2.3332 | 1.0787 | 1.5523
|  | 525.4064 | 2.7901 | 2.3442 | 1.0751 | 1.55
|  | 525.632 | 2.8249 | 2.3415 | 1.076 | 1.5552
|  | 525.8575 | 2.8205 | 2.3469 | 1.079 | 1.5463
|  | 526.0831 | 2.8053 | 2.3446 | 1.0755 | 1.5507
|  | 526.3086 | 2.7891 | 2.3519 | 1.0761 | 1.5474
|  | 526.5342 | 2.7926 | 2.3508 | 1.076 | 1.5461
|  | 526.7598 | 2.7851 | 2.3645 | 1.0757 | 1.5402
|  | 526.9854 | 2.7837 | 2.3607 | 1.0715 | 1.5456
|  | 527.211 | 2.8207 | 2.3669 | 1.0744 | 1.5403
|  | 527.4366 | 2.8366 | 2.3492 | 1.0699 | 1.5467
|  | 527.6623 | 2.8615 | 2.3682 | 1.071 | 1.5386
|  | 527.8879 | 2.8351 | 2.3633 | 1.0716 | 1.5462
|  | 528.1136 | 2.8567 | 2.3579 | 1.072 | 1.5401
|  | 528.3393 | 2.8106 | 2.351 | 1.0722 | 1.543
|  | 528.5649 | 2.8034 | 2.3517 | 1.072 | 1.5402
|  | 528.7907 | 2.8234 | 2.3333 | 1.0681 | 1.5441
|  | 529.0164 | 2.8539 | 2.3323 | 1.0683 | 1.5383
|  | 529.2421 | 2.8568 | 2.3435 | 1.0622 | 1.5409
|  | 529.4678 | 2.8534 | 2.3559 | 1.0678 | 1.5344
|  | 529.6935 | 2.8197 | 2.35 | 1.0646 | 1.5403
|  | 529.9193 | 2.8005 | 2.3447 | 1.0686 | 1.5349
|  | 530.1451 | 2.8068 | 2.3426 | 1.0667 | 1.542
|  | 530.3709 | 2.8372 | 2.3417 | 1.0662 | 1.5324
|  | 530.5967 | 2.8349 | 2.3279 | 1.0664 | 1.5356
|  | 530.8225 | 2.8409 | 2.3395 | 1.0657 | 1.5312
|  | 531.0483 | 2.8169 | 2.3339 | 1.0647 | 1.5333
|  | 531.2741 | 2.8031 | 2.3416 | 1.0665 | 1.5292
|  | 531.4999 | 2.7839 | 2.3387 | 1.0643 | 1.5373
|  | 531.7258 | 2.7745 | 2.3508 | 1.0639 | 1.5295
|  | 531.9517 | 2.8012 | 2.3287 | 1.061 | 1.5355
|  | 532.1775 | 2.8338 | 2.3479 | 1.0656 | 1.5277
|  | 532.4034 | 2.8349 | 2.3422 | 1.0624 | 1.5338
|  | 532.6293 | 2.7897 | 2.3357 | 1.0634 | 1.527
|  | 532.8552 | 2.7572 | 2.3369 | 1.062 | 1.5333
|  | 533.0812 | 2.792 | 2.3515 | 1.06 | 1.5293
|  | 533.3071 | 2.7936 | 2.3425 | 1.0571 | 1.5336
|  | 533.533 | 2.7893 | 2.3379 | 1.0578 | 1.5243
|  | 533.759 | 2.8047 | 2.3265 | 1.0574 | 1.528
|  | 533.9849 | 2.8444 | 2.3351 | 1.0583 | 1.5234
|  | 534.2109 | 2.7953 | 2.3414 | 1.0574 | 1.5316
|  | 534.437 | 2.8056 | 2.3615 | 1.0575 | 1.5238
|  | 534.6629 | 2.8092 | 2.3281 | 1.0553 | 1.5254
|  | 534.889 | 2.7911 | 2.3283 | 1.0528 | 1.5199
|  | 535.115 | 2.7833 | 2.3234 | 1.0558 | 1.5248
|  | 535.341 | 2.8215 | 2.3239 | 1.0579 | 1.5181
|  | 535.5671 | 2.8165 | 2.3089 | 1.0552 | 1.526
|  | 535.7931 | 2.8171 | 2.3093 | 1.0559 | 1.516
|  | 536.0192 | 2.8087 | 2.3093 | 1.0533 | 1.5254
|  | 536.2453 | 2.7974 | 2.3357 | 1.0561 | 1.5236
|  | 536.4714 | 2.7794 | 2.3399 | 1.0553 | 1.521
|  | 536.6975 | 2.7928 | 2.3283 | 1.0559 | 1.518
|  | 536.9236 | 2.8002 | 2.331 | 1.0509 | 1.5242
|  | 537.1498 | 2.7961 | 2.3369 | 1.0531 | 1.5136
|  | 537.3759 | 2.7827 | 2.3379 | 1.0548 | 1.5232
|  | 537.602 | 2.7916 | 2.3364 | 1.0536 | 1.5149
|  | 537.8283 | 2.773 | 2.3155 | 1.0542 | 1.5261
|  | 538.0544 | 2.7715 | 2.3288 | 1.0525 | 1.5164
|  | 538.2806 | 2.7893 | 2.3254 | 1.0494 | 1.5229
|  | 538.5068 | 2.7891 | 2.336 | 1.0489 | 1.514
|  | 538.733 | 2.7992 | 2.3234 | 1.0472 | 1.5218
|  | 538.9593 | 2.8286 | 2.3342 | 1.0483 | 1.5163
|  | 539.1855 | 2.8386 | 2.3368 | 1.0463 | 1.5183
|  | 539.4117 | 2.7954 | 2.3314 | 1.0519 | 1.5175
|  | 539.638 | 2.7565 | 2.3168 | 1.0473 | 1.5185
|  | 539.8643 | 2.7632 | 2.3247 | 1.0492 | 1.5087
|  | 540.0906 | 2.7778 | 2.3196 | 1.048 | 1.5191
|  | 540.3169 | 2.7774 | 2.3246 | 1.0459 | 1.5129
|  | 540.5432 | 2.7497 | 2.3275 | 1.0459 | 1.5201
|  | 540.7695 | 2.7832 | 2.3331 | 1.0437 | 1.5123
|  | 540.9959 | 2.7763 | 2.3197 | 1.042 | 1.5168
|  | 541.2222 | 2.7443 | 2.3192 | 1.0422 | 1.5115
|  | 541.4485 | 2.7515 | 2.3187 | 1.0413 | 1.5184
|  | 541.6749 | 2.7366 | 2.3185 | 1.042 | 1.5103
|  | 541.9013 | 2.773 | 2.3192 | 1.042 | 1.518
|  | 542.1277 | 2.7837 | 2.3151 | 1.039 | 1.5087
|  | 542.3541 | 2.7687 | 2.2991 | 1.0381 | 1.5138
|  | 542.5805 | 2.7809 | 2.3192 | 1.0418 | 1.5089
|  | 542.807 | 2.7413 | 2.3188 | 1.0401 | 1.5194
|  | 543.0334 | 2.7468 | 2.3206 | 1.0424 | 1.5114
|  | 543.2598 | 2.7786 | 2.3152 | 1.0409 | 1.5173
|  | 543.4863 | 2.7745 | 2.3221 | 1.0432 | 1.5137
|  | 543.7128 | 2.774 | 2.3302 | 1.0438 | 1.5169
|  | 543.9393 | 2.769 | 2.331 | 1.0467 | 1.5098
|  | 544.1658 | 2.7612 | 2.315 | 1.0433 | 1.5173
|  | 544.3923 | 2.7703 | 2.3142 | 1.0469 | 1.5108
|  | 544.6188 | 2.7926 | 2.3121 | 1.0425 | 1.5139
|  | 544.8453 | 2.7788 | 2.3184 | 1.0419 | 1.5076
|  | 545.0718 | 2.7559 | 2.3207 | 1.0418 | 1.5173
|  | 545.2984 | 2.7662 | 2.3291 | 1.0414 | 1.5054
|  | 545.525 | 2.7579 | 2.3263 | 1.0387 | 1.5126
|  | 545.7516 | 2.7474 | 2.3297 | 1.0414 | 1.5057
|  | 545.9782 | 2.7396 | 2.3363 | 1.0393 | 1.5109
|  | 546.2048 | 2.7591 | 2.3398 | 1.0415 | 1.5111
|  | 546.4314 | 2.7579 | 2.323 | 1.0366 | 1.5048
|  | 546.658 | 2.8034 | 2.3207 | 1.0395 | 1.5029
|  | 546.8846 | 2.7931 | 2.3128 | 1.0382 | 1.511
|  | 547.1113 | 2.7729 | 2.3264 | 1.0364 | 1.5038
|  | 547.3379 | 2.7637 | 2.3202 | 1.0338 | 1.5074
|  | 547.5646 | 2.7582 | 2.3259 | 1.0335 | 1.5021
|  | 547.7913 | 2.7191 | 2.3182 | 1.0318 | 1.5091
|  | 548.018 | 2.7217 | 2.3095 | 1.0299 | 1.5007
|  | 548.2447 | 2.7466 | 2.2997 | 1.0305 | 1.5114
|  | 548.4714 | 2.7309 | 2.308 | 1.0349 | 1.5018
|  | 548.6982 | 2.7645 | 2.3152 | 1.0323 | 1.5071
|  | 548.9249 | 2.7972 | 2.3095 | 1.0356 | 1.5017
|  | 549.1517 | 2.7644 | 2.304 | 1.0316 | 1.5067
|  | 549.3784 | 2.7668 | 2.3102 | 1.0323 | 1.4988
|  | 549.6052 | 2.7522 | 2.3013 | 1.0281 | 1.5088
|  | 549.832 | 2.7525 | 2.3059 | 1.0292 | 1.4984
|  | 550.0588 | 2.7736 | 2.3088 | 1.0255 | 1.5068
|  | 550.2856 | 2.7672 | 2.312 | 1.0274 | 1.4988
|  | 550.5124 | 2.7292 | 2.3135 | 1.0269 | 1.5053
|  | 550.7393 | 2.7207 | 2.3233 | 1.0317 | 1.5004
|  | 550.9661 | 2.7144 | 2.3143 | 1.0311 | 1.5056
|  | 551.193 | 2.7378 | 2.3103 | 1.0308 | 1.4973
|  | 551.4199 | 2.7412 | 2.3085 | 1.0277 | 1.5044
|  | 551.6467 | 2.7473 | 2.3235 | 1.0311 | 1.4986
|  | 551.8736 | 2.753 | 2.3177 | 1.0265 | 1.5048
|  | 552.1005 | 2.7722 | 2.3188 | 1.0261 | 1.4971
|  | 552.3274 | 2.7526 | 2.3152 | 1.0235 | 1.5031
|  | 552.5544 | 2.7489 | 2.3164 | 1.0233 | 1.4982
|  | 552.7813 | 2.7381 | 2.3015 | 1.0222 | 1.5031
|  | 553.0082 | 2.7587 | 2.3037 | 1.0225 | 1.495
|  | 553.2352 | 2.7478 | 2.3086 | 1.0174 | 1.5013
|  | 553.4622 | 2.7518 | 2.3163 | 1.0217 | 1.4893
|  | 553.6892 | 2.7066 | 2.3034 | 1.0191 | 1.4982
|  | 553.9162 | 2.7034 | 2.2933 | 1.0192 | 1.4932
|  | 554.1432 | 2.7233 | 2.2965 | 1.0156 | 1.5007
|  | 554.3702 | 2.7407 | 2.3105 | 1.0207 | 1.4924
|  | 554.5972 | 2.732 | 2.3118 | 1.0198 | 1.4993
|  | 554.8243 | 2.7424 | 2.306 | 1.0167 | 1.4874
|  | 555.0513 | 2.7351 | 2.2913 | 1.0179 | 1.4974
|  | 555.2784 | 2.727 | 2.2924 | 1.0187 | 1.4861
|  | 555.5055 | 2.7358 | 2.2964 | 1.0142 | 1.4946
|  | 555.7326 | 2.7509 | 2.3092 | 1.0184 | 1.4877
|  | 555.9597 | 2.7354 | 2.3119 | 1.0189 | 1.4985
|  | 556.1868 | 2.7499 | 2.3159 | 1.0179 | 1.4934
|  | 556.4139 | 2.7275 | 2.3109 | 1.0171 | 1.4915
|  | 556.641 | 2.7122 | 2.324 | 1.0158 | 1.4874
|  | 556.8682 | 2.7062 | 2.3225 | 1.0157 | 1.493
|  | 557.0953 | 2.7202 | 2.3139 | 1.017 | 1.486
|  | 557.3225 | 2.7437 | 2.3042 | 1.0146 | 1.4933
|  | 557.5497 | 2.7294 | 2.3022 | 1.0138 | 1.4861
|  | 557.7769 | 2.694 | 2.3038 | 1.0162 | 1.4944
|  | 558.0041 | 2.6852 | 2.3189 | 1.0196 | 1.4885
|  | 558.2313 | 2.6708 | 2.3105 | 1.0141 | 1.4917
|  | 558.4586 | 2.6905 | 2.3123 | 1.015 | 1.4858
|  | 558.6858 | 2.7307 | 2.3062 | 1.0105 | 1.4904
|  | 558.913 | 2.7295 | 2.3012 | 1.0132 | 1.4832
|  | 559.1403 | 2.7672 | 2.2963 | 1.0089 | 1.4914
|  | 559.3676 | 2.7675 | 2.2973 | 1.01 | 1.4836
|  | 559.5948 | 2.7228 | 2.2876 | 1.0075 | 1.4892
|  | 559.8221 | 2.7219 | 2.2913 | 1.0092 | 1.4832
|  | 560.0495 | 2.7194 | 2.2957 | 1.0089 | 1.4866
|  | 560.2768 | 2.6826 | 2.296 | 1.0108 | 1.4804
|  | 560.5041 | 2.6813 | 2.2905 | 1.0081 | 1.4857
|  | 560.7314 | 2.7248 | 2.3058 | 1.0083 | 1.4772
|  | 560.9588 | 2.761 | 2.2911 | 1.01 | 1.4851
|  | 561.1862 | 2.7347 | 2.3004 | 1.0099 | 1.4778
|  | 561.4136 | 2.7069 | 2.295 | 1.008 | 1.4871
|  | 561.6409 | 2.708 | 2.3101 | 1.0107 | 1.4785
|  | 561.8683 | 2.7052 | 2.3092 | 1.0091 | 1.4841
|  | 562.0958 | 2.7246 | 2.314 | 1.0096 | 1.4802
|  | 562.3232 | 2.7316 | 2.3022 | 1.0071 | 1.4862
|  | 562.5507 | 2.7514 | 2.2968 | 1.0056 | 1.4797
|  | 562.7781 | 2.7411 | 2.2864 | 1.0067 | 1.4833
|  | 563.0055 | 2.7492 | 2.2947 | 1.0083 | 1.4763
|  | 563.233 | 2.7525 | 2.2924 | 1.0076 | 1.4857
|  | 563.4605 | 2.7193 | 2.3026 | 1.0104 | 1.4783
|  | 563.688 | 2.7374 | 2.3052 | 1.0097 | 1.4853
|  | 563.9155 | 2.7264 | 2.2999 | 1.0081 | 1.4767
|  | 564.143 | 2.7082 | 2.2989 | 1.0067 | 1.482
|  | 564.3705 | 2.7225 | 2.305 | 1.0099 | 1.4745
|  | 564.5981 | 2.7196 | 2.2997 | 1.0082 | 1.4826
|  | 564.8256 | 2.7301 | 2.2879 | 1.0064 | 1.4732
|  | 565.0532 | 2.7233 | 2.2816 | 1.0063 | 1.4826
|  | 565.2808 | 2.7424 | 2.2923 | 1.004 | 1.4753
|  | 565.5083 | 2.7424 | 2.3011 | 1.0045 | 1.4829
|  | 565.7359 | 2.7188 | 2.3107 | 1.0061 | 1.4768
|  | 565.9635 | 2.7046 | 2.2976 | 1.0036 | 1.4878
|  | 566.1912 | 2.7219 | 2.3073 | 1.0026 | 1.4802
|  | 566.4188 | 2.7421 | 2.2882 | 0.99801 | 1.4784
|  | 566.6464 | 2.7251 | 2.2862 | 1.0008 | 1.4775
|  | 566.8741 | 2.7242 | 2.2911 | 1 | 1.4827
|  | 567.1018 | 2.7201 | 2.2857 | 1.0016 | 1.4764
|  | 567.3294 | 2.6726 | 2.2809 | 1.0004 | 1.4827
|  | 567.5571 | 2.6806 | 2.2725 | 1.0013 | 1.4727
|  | 567.7848 | 2.6962 | 2.2755 | 0.99735 | 1.4803
|  | 568.0125 | 2.6922 | 2.2818 | 1.0011 | 1.4759
|  | 568.2402 | 2.6656 | 2.2833 | 1.0006 | 1.4829
|  | 568.468 | 2.6536 | 2.2928 | 1.0029 | 1.474
|  | 568.6957 | 2.6862 | 2.2886 | 1.0005 | 1.4816
|  | 568.9235 | 2.6849 | 2.2986 | 0.99771 | 1.4759
|  | 569.1512 | 2.6408 | 2.2911 | 0.9992 | 1.4827
|  | 569.379 | 2.6596 | 2.2961 | 0.997 | 1.4744
|  | 569.6068 | 2.6858 | 2.2854 | 0.99587 | 1.4789
|  | 569.8346 | 2.7166 | 2.2846 | 0.99746 | 1.4755
|  | 570.0624 | 2.707 | 2.2751 | 0.99521 | 1.4826
|  | 570.2902 | 2.7321 | 2.3047 | 0.996 | 1.4728
|  | 570.518 | 2.6916 | 2.3123 | 0.99554 | 1.4794
|  | 570.7459 | 2.695 | 2.32 | 0.99539 | 1.4744
|  | 570.9737 | 2.6711 | 2.3018 | 0.99249 | 1.4803
|  | 571.2016 | 2.6412 | 2.3101 | 0.99171 | 1.4749
|  | 571.4295 | 2.6479 | 2.2991 | 0.99237 | 1.4834
|  | 571.6573 | 2.6744 | 2.3049 | 0.99302 | 1.4749
|  | 571.8853 | 2.6974 | 2.3015 | 0.99016 | 1.4849
|  | 572.1132 | 2.6962 | 2.3149 | 0.98923 | 1.4786
|  | 572.3411 | 2.6754 | 2.2989 | 0.98888 | 1.4821
|  | 572.569 | 2.6794 | 2.2866 | 0.99056 | 1.4752
|  | 572.797 | 2.6595 | 2.2769 | 0.98894 | 1.4831
|  | 573.025 | 2.6531 | 2.2951 | 0.99148 | 1.4771
|  | 573.2529 | 2.6693 | 2.2962 | 0.99023 | 1.4831
|  | 573.4809 | 2.7043 | 2.2855 | 0.99134 | 1.4774
|  | 573.7089 | 2.6896 | 2.271 | 0.99023 | 1.4832
|  | 573.9369 | 2.654 | 2.2719 | 0.98777 | 1.4765
|  | 574.1649 | 2.6474 | 2.257 | 0.98604 | 1.4831
|  | 574.3929 | 2.655 | 2.2797 | 0.98823 | 1.4766
|  | 574.621 | 2.6587 | 2.2885 | 0.98885 | 1.4829
|  | 574.849 | 2.6953 | 2.2948 | 0.98799 | 1.484
|  | 575.0771 | 2.6958 | 2.2926 | 0.98549 | 1.4758
|  | 575.3052 | 2.6706 | 2.2919 | 0.98455 | 1.4848
|  | 575.5332 | 2.6625 | 2.281 | 0.98212 | 1.481
|  | 575.7613 | 2.6795 | 2.2851 | 0.97959 | 1.4914
|  | 575.9894 | 2.6993 | 2.2919 | 0.98131 | 1.4792
|  | 576.2175 | 2.6881 | 2.2972 | 0.98215 | 1.4852
|  | 576.4457 | 2.7078 | 2.3078 | 0.98207 | 1.4802
|  | 576.6738 | 2.6905 | 2.3075 | 0.98217 | 1.4838
|  | 576.902 | 2.669 | 2.3047 | 0.98189 | 1.4798
|  | 577.1301 | 2.6854 | 2.2995 | 0.98328 | 1.4879
|  | 577.3583 | 2.6824 | 2.2892 | 0.98436 | 1.4839
|  | 577.5865 | 2.6867 | 2.2824 | 0.97971 | 1.4897
|  | 577.8147 | 2.7411 | 2.2941 | 0.97752 | 1.4825
|  | 578.0429 | 2.7909 | 2.293 | 0.97554 | 1.4902
|  | 578.2711 | 2.8178 | 2.299 | 0.97421 | 1.4858
|  | 578.4993 | 2.7874 | 2.2881 | 0.97698 | 1.4901
|  | 578.7275 | 2.7665 | 2.2829 | 0.97595 | 1.4836
|  | 578.9558 | 2.7687 | 2.2788 | 0.97426 | 1.4892
|  | 579.1841 | 2.7703 | 2.2844 | 0.97585 | 1.4849
|  | 579.4123 | 2.8032 | 2.2799 | 0.97677 | 1.4932
|  | 579.6406 | 2.816 | 2.295 | 0.97484 | 1.4858
|  | 579.869 | 2.7716 | 2.2993 | 0.97524 | 1.4935
|  | 580.0972 | 2.7377 | 2.2912 | 0.97526 | 1.4844
|  | 580.3256 | 2.7365 | 2.2958 | 0.97046 | 1.4923
|  | 580.5539 | 2.7767 | 2.3011 | 0.97285 | 1.484
|  | 580.7822 | 2.7709 | 2.2912 | 0.97105 | 1.4904
|  | 581.0106 | 2.7301 | 2.2925 | 0.97232 | 1.4851
|  | 581.239 | 2.7164 | 2.2939 | 0.97026 | 1.494
|  | 581.4674 | 2.7126 | 2.2921 | 0.97152 | 1.4873
|  | 581.6957 | 2.71 | 2.2917 | 0.96944 | 1.493
|  | 581.9241 | 2.6927 | 2.2991 | 0.97085 | 1.4867
|  | 582.1525 | 2.6676 | 2.2958 | 0.96947 | 1.4944
|  | 582.3809 | 2.6613 | 2.2928 | 0.971 | 1.4889
|  | 582.6094 | 2.6655 | 2.2868 | 0.97099 | 1.4982
|  | 582.8378 | 2.6674 | 2.2819 | 0.97136 | 1.488
|  | 583.0662 | 2.6824 | 2.2783 | 0.9714 | 1.4954
|  | 583.2947 | 2.7219 | 2.2882 | 0.97354 | 1.4888
|  | 583.5232 | 2.726 | 2.2823 | 0.97049 | 1.4944
|  | 583.7517 | 2.6884 | 2.2687 | 0.96882 | 1.4879
|  | 583.9802 | 2.7079 | 2.2768 | 0.97044 | 1.4926
|  | 584.2087 | 2.7043 | 2.2865 | 0.96907 | 1.4884
|  | 584.4372 | 2.7101 | 2.2729 | 0.96838 | 1.495
|  | 584.6657 | 2.7211 | 2.2611 | 0.96947 | 1.487
|  | 584.8943 | 2.7009 | 2.2714 | 0.96833 | 1.4976
|  | 585.1228 | 2.6915 | 2.2652 | 0.9653 | 1.4901
|  | 585.3514 | 2.6903 | 2.2635 | 0.96661 | 1.4994
|  | 585.58 | 2.6837 | 2.2713 | 0.97156 | 1.4898
|  | 585.8085 | 2.6364 | 2.2678 | 0.96789 | 1.5006
|  | 586.0372 | 2.629 | 2.286 | 0.96535 | 1.4902
|  | 586.2658 | 2.6325 | 2.2877 | 0.96401 | 1.4926
|  | 586.4944 | 2.6416 | 2.2844 | 0.96408 | 1.4896
|  | 586.723 | 2.6223 | 2.2729 | 0.96327 | 1.4925
|  | 586.9517 | 2.6326 | 2.2793 | 0.96394 | 1.4861
|  | 587.1803 | 2.653 | 2.2794 | 0.96263 | 1.4962
|  | 587.409 | 2.6541 | 2.2914 | 0.96337 | 1.4873
|  | 587.6376 | 2.6408 | 2.283 | 0.96258 | 1.491
|  | 587.8663 | 2.6267 | 2.2872 | 0.96121 | 1.4869
|  | 588.095 | 2.6073 | 2.2866 | 0.96065 | 1.493
|  | 588.3237 | 2.6154 | 2.288 | 0.96089 | 1.4875
|  | 588.5525 | 2.6056 | 2.2939 | 0.96134 | 1.4922
|  | 588.7812 | 2.5991 | 2.3039 | 0.96019 | 1.4872
|  | 589.01 | 2.6127 | 2.2893 | 0.95979 | 1.4935
|  | 589.2387 | 2.6417 | 2.2874 | 0.95914 | 1.4852
|  | 589.4675 | 2.6557 | 2.2815 | 0.95874 | 1.4952
|  | 589.6962 | 2.6667 | 2.2788 | 0.95712 | 1.4884
|  | 589.925 | 2.6465 | 2.2736 | 0.95551 | 1.4967
|  | 590.1538 | 2.6302 | 2.2832 | 0.95486 | 1.4882
|  | 590.3826 | 2.6476 | 2.2949 | 0.95745 | 1.4936
|  | 590.6114 | 2.6714 | 2.2886 | 0.95797 | 1.4878
|  | 590.8403 | 2.6512 | 2.2738 | 0.95584 | 1.4938
|  | 591.0691 | 2.6702 | 2.2716 | 0.95742 | 1.4876
|  | 591.298 | 2.6646 | 2.2569 | 0.95516 | 1.4944
|  | 591.5269 | 2.6687 | 2.2797 | 0.95609 | 1.4891
|  | 591.7557 | 2.6824 | 2.2758 | 0.95561 | 1.4941
|  | 591.9846 | 2.6849 | 2.2732 | 0.95787 | 1.4883
|  | 592.2135 | 2.6568 | 2.2778 | 0.9565 | 1.4934
|  | 592.4424 | 2.6791 | 2.2809 | 0.95377 | 1.4877
|  | 592.6713 | 2.712 | 2.2817 | 0.95312 | 1.4956
|  | 592.9003 | 2.7182 | 2.2844 | 0.95232 | 1.4899
|  | 593.1292 | 2.6871 | 2.2816 | 0.95138 | 1.4942
|  | 593.3582 | 2.6669 | 2.2865 | 0.95427 | 1.4907
|  | 593.5871 | 2.6744 | 2.2744 | 0.95612 | 1.4953
|  | 593.8161 | 2.6707 | 2.2644 | 0.95639 | 1.4875
|  | 594.045 | 2.6799 | 2.2721 | 0.95563 | 1.493
|  | 594.274 | 2.647 | 2.2789 | 0.95439 | 1.4886
|  | 594.5031 | 2.6396 | 2.2797 | 0.95382 | 1.4928
|  | 594.7321 | 2.6692 | 2.2782 | 0.95422 | 1.4869
|  | 594.9611 | 2.7198 | 2.2503 | 0.95111 | 1.4942
|  | 595.1902 | 2.7279 | 2.2545 | 0.95141 | 1.4881
|  | 595.4192 | 2.6806 | 2.2589 | 0.9505 | 1.4947
|  | 595.6482 | 2.6631 | 2.2738 | 0.95175 | 1.4879
|  | 595.8774 | 2.6359 | 2.2669 | 0.95104 | 1.4958
|  | 596.1064 | 2.6643 | 2.2889 | 0.95316 | 1.4827
|  | 596.3355 | 2.63 | 2.2921 | 0.9533 | 1.4915
|  | 596.5646 | 2.6437 | 2.2867 | 0.95244 | 1.4848
|  | 596.7938 | 2.6587 | 2.2771 | 0.9521 | 1.4915
|  | 597.0229 | 2.6744 | 2.2772 | 0.952 | 1.485
|  | 597.252 | 2.6611 | 2.2619 | 0.95227 | 1.4908
|  | 597.4812 | 2.6615 | 2.2633 | 0.95063 | 1.4881
|  | 597.7103 | 2.6565 | 2.2732 | 0.95351 | 1.4904
|  | 597.9395 | 2.6307 | 2.2841 | 0.95338 | 1.4876
|  | 598.1687 | 2.6124 | 2.2857 | 0.95075 | 1.4909
|  | 598.3979 | 2.6313 | 2.2723 | 0.95113 | 1.4837
|  | 598.6271 | 2.6284 | 2.2748 | 0.9491 | 1.4905
|  | 598.8563 | 2.6289 | 2.2817 | 0.94787 | 1.4852
|  | 599.0856 | 2.6488 | 2.2779 | 0.94423 | 1.4919
|  | 599.3148 | 2.672 | 2.2824 | 0.94447 | 1.485
|  | 599.544 | 2.6795 | 2.2779 | 0.94237 | 1.4913
|  | 599.7733 | 2.6593 | 2.2882 | 0.94127 | 1.4842
|  | 600.0026 | 2.6506 | 2.2865 | 0.9403 | 1.4925
|  | 600.2319 | 2.6812 | 2.2833 | 0.94156 | 1.4868
|  | 600.4611 | 2.6454 | 2.282 | 0.94166 | 1.4942
|  | 600.6904 | 2.6253 | 2.2819 | 0.94074 | 1.4864
|  | 600.9197 | 2.6366 | 2.28 | 0.93973 | 1.4973
|  | 601.1491 | 2.6763 | 2.2883 | 0.94139 | 1.4872
|  | 601.3784 | 2.6602 | 2.2923 | 0.93901 | 1.4955
|  | 601.6078 | 2.6384 | 2.293 | 0.93997 | 1.4889
|  | 601.8372 | 2.6365 | 2.2869 | 0.93603 | 1.4957
|  | 602.0665 | 2.6786 | 2.2858 | 0.93648 | 1.4912
|  | 602.2959 | 2.6724 | 2.274 | 0.93461 | 1.4952
|  | 602.5253 | 2.6726 | 2.2847 | 0.93666 | 1.4885
|  | 602.7547 | 2.6522 | 2.2825 | 0.93497 | 1.496
|  | 602.9841 | 2.6503 | 2.28 | 0.93516 | 1.4872
|  | 603.2135 | 2.6713 | 2.2829 | 0.93393 | 1.4964
|  | 603.4429 | 2.7015 | 2.2877 | 0.93402 | 1.4902
|  | 603.6724 | 2.6886 | 2.2754 | 0.93317 | 1.4984
|  | 603.9019 | 2.6638 | 2.2784 | 0.93532 | 1.4905
|  | 604.1313 | 2.6416 | 2.2815 | 0.93669 | 1.4928
|  | 604.3608 | 2.6586 | 2.2788 | 0.93568 | 1.4913
|  | 604.5903 | 2.665 | 2.2768 | 0.93278 | 1.4961
|  | 604.8198 | 2.6744 | 2.2849 | 0.92881 | 1.4924
|  | 605.0493 | 2.6749 | 2.2775 | 0.92827 | 1.4951
|  | 605.2789 | 2.6641 | 2.2852 | 0.92771 | 1.4879
|  | 605.5084 | 2.6663 | 2.2664 | 0.92581 | 1.4964
|  | 605.7379 | 2.6747 | 2.2529 | 0.92921 | 1.489
|  | 605.9675 | 2.7018 | 2.2443 | 0.92722 | 1.4976
|  | 606.197 | 2.6899 | 2.2559 | 0.92687 | 1.4894
|  | 606.4266 | 2.6782 | 2.2655 | 0.9231 | 1.4923
|  | 606.6562 | 2.7005 | 2.2832 | 0.92472 | 1.4899
|  | 606.8858 | 2.6934 | 2.2876 | 0.92236 | 1.4969
|  | 607.1154 | 2.6652 | 2.2907 | 0.92332 | 1.4885
|  | 607.345 | 2.6566 | 2.2842 | 0.92143 | 1.497
|  | 607.5747 | 2.6606 | 2.2855 | 0.92309 | 1.4889
|  | 607.8043 | 2.6713 | 2.278 | 0.92302 | 1.4974
|  | 608.0339 | 2.6624 | 2.2788 | 0.92401 | 1.4911
|  | 608.2636 | 2.661 | 2.2623 | 0.92327 | 1.5011
|  | 608.4933 | 2.6798 | 2.256 | 0.92754 | 1.4924
|  | 608.723 | 2.6693 | 2.2558 | 0.92776 | 1.4986
|  | 608.9527 | 2.6219 | 2.2789 | 0.9266 | 1.4942
|  | 609.1824 | 2.6339 | 2.2921 | 0.92542 | 1.4985
|  | 609.4121 | 2.639 | 2.2885 | 0.92548 | 1.4935
|  | 609.6418 | 2.6322 | 2.269 | 0.92091 | 1.4996
|  | 609.8716 | 2.6548 | 2.2668 | 0.92283 | 1.4942
|  | 610.1013 | 2.654 | 2.2657 | 0.92328 | 1.4997
|  | 610.3311 | 2.6421 | 2.2614 | 0.92465 | 1.4918
|  | 610.5608 | 2.6303 | 2.254 | 0.9211 | 1.4986
|  | 610.7907 | 2.6669 | 2.2495 | 0.92437 | 1.4912
|  | 611.0204 | 2.6609 | 2.2537 | 0.92281 | 1.4978
|  | 611.2502 | 2.6435 | 2.2756 | 0.92419 | 1.4913
|  | 611.48 | 2.6283 | 2.2873 | 0.92128 | 1.4977
|  | 611.7099 | 2.6229 | 2.2913 | 0.92033 | 1.492
|  | 611.9398 | 2.6244 | 2.2808 | 0.92061 | 1.5013
|  | 612.1696 | 2.6255 | 2.2714 | 0.92252 | 1.492
|  | 612.3994 | 2.633 | 2.2701 | 0.91982 | 1.4999
|  | 612.6293 | 2.6629 | 2.2792 | 0.9176 | 1.4921
|  | 612.8592 | 2.6237 | 2.2823 | 0.9166 | 1.4978
|  | 613.0891 | 2.6051 | 2.2803 | 0.91697 | 1.493
|  | 613.319 | 2.5947 | 2.2774 | 0.91368 | 1.4995
|  | 613.5489 | 2.5993 | 2.2745 | 0.91587 | 1.4924
|  | 613.7788 | 2.6019 | 2.2662 | 0.91382 | 1.499
|  | 614.0088 | 2.6361 | 2.2647 | 0.91362 | 1.4932
|  | 614.2387 | 2.612 | 2.2679 | 0.91077 | 1.4985
|  | 614.4687 | 2.6371 | 2.2726 | 0.91052 | 1.4929
|  | 614.6986 | 2.6244 | 2.2776 | 0.90802 | 1.4975
|  | 614.9286 | 2.602 | 2.2753 | 0.90733 | 1.4925
|  | 615.1586 | 2.5908 | 2.2681 | 0.90521 | 1.501
|  | 615.3886 | 2.596 | 2.2673 | 0.90425 | 1.492
|  | 615.6186 | 2.5851 | 2.2671 | 0.90278 | 1.4992
|  | 615.8486 | 2.5635 | 2.2505 | 0.90405 | 1.4954
|  | 616.0787 | 2.5634 | 2.2526 | 0.90172 | 1.4989
|  | 616.3087 | 2.5597 | 2.2743 | 0.90302 | 1.4939
|  | 616.5388 | 2.5718 | 2.2814 | 0.9005 | 1.4989
|  | 616.7688 | 2.582 | 2.2737 | 0.90291 | 1.4921
|  | 616.9989 | 2.5542 | 2.2706 | 0.89968 | 1.4996
|  | 617.229 | 2.5684 | 2.2804 | 0.89997 | 1.4928
|  | 617.4591 | 2.5704 | 2.2811 | 0.8972 | 1.5004
|  | 617.6892 | 2.5912 | 2.2803 | 0.897 | 1.4949
|  | 617.9193 | 2.5572 | 2.2791 | 0.89675 | 1.4998
|  | 618.1494 | 2.5217 | 2.2798 | 0.89731 | 1.4963
|  | 618.3796 | 2.5286 | 2.2763 | 0.89564 | 1.5021
|  | 618.6097 | 2.559 | 2.2668 | 0.89654 | 1.4928
|  | 618.8399 | 2.5667 | 2.2636 | 0.89289 | 1.4998
|  | 619.0701 | 2.5473 | 2.2637 | 0.89376 | 1.4971
|  | 619.3002 | 2.5279 | 2.2734 | 0.89156 | 1.5035
|  | 619.5304 | 2.5183 | 2.281 | 0.89127 | 1.4953
|  | 619.7606 | 2.5067 | 2.2692 | 0.88702 | 1.5013
|  | 619.9908 | 2.5036 | 2.2738 | 0.88841 | 1.4947
|  | 620.2211 | 2.5139 | 2.2801 | 0.88604 | 1.4995
|  | 620.4513 | 2.5257 | 2.2722 | 0.88635 | 1.4942
|  | 620.6815 | 2.5189 | 2.2522 | 0.88882 | 1.4977
|  | 620.9118 | 2.5688 | 2.261 | 0.88934 | 1.4955
|  | 621.1421 | 2.5839 | 2.2618 | 0.88594 | 1.5038
|  | 621.3724 | 2.5858 | 2.2723 | 0.8872 | 1.4952
|  | 621.6027 | 2.5835 | 2.2804 | 0.88745 | 1.5014
|  | 621.8329 | 2.5662 | 2.2776 | 0.88626 | 1.4955
|  | 622.0632 | 2.5399 | 2.281 | 0.88609 | 1.5009
|  | 622.2936 | 2.5499 | 2.2807 | 0.88582 | 1.4967
|  | 622.5239 | 2.5324 | 2.2799 | 0.88467 | 1.5036
|  | 622.7543 | 2.5244 | 2.2829 | 0.8846 | 1.4965
|  | 622.9846 | 2.5634 | 2.2835 | 0.8848 | 1.5012
|  | 623.215 | 2.5739 | 2.2945 | 0.88271 | 1.4927
|  | 623.4453 | 2.5875 | 2.2921 | 0.88173 | 1.5047
|  | 623.6757 | 2.5958 | 2.2755 | 0.88235 | 1.4962
|  | 623.9061 | 2.5986 | 2.2696 | 0.88342 | 1.5011
|  | 624.1365 | 2.5788 | 2.2545 | 0.87985 | 1.4936
|  | 624.3669 | 2.5242 | 2.2551 | 0.87949 | 1.5027
|  | 624.5974 | 2.5169 | 2.2701 | 0.87975 | 1.4978
|  | 624.8278 | 2.5338 | 2.2811 | 0.87795 | 1.4994
|  | 625.0582 | 2.5737 | 2.2843 | 0.87996 | 1.4956
|  | 625.2887 | 2.5865 | 2.2816 | 0.87619 | 1.5035
|  | 625.5192 | 2.5506 | 2.2745 | 0.87503 | 1.4961
|  | 625.7496 | 2.5421 | 2.2644 | 0.87727 | 1.5023
|  | 625.9802 | 2.5867 | 2.2715 | 0.87627 | 1.4964
|  | 626.2106 | 2.582 | 2.2742 | 0.87301 | 1.4998
|  | 626.4412 | 2.5666 | 2.2763 | 0.87288 | 1.4974
|  | 626.6717 | 2.551 | 2.2869 | 0.87143 | 1.497
|  | 626.9022 | 2.5318 | 2.2881 | 0.872 | 1.496
|  | 627.1327 | 2.5119 | 2.2717 | 0.86893 | 1.4999
|  | 627.3633 | 2.5463 | 2.2663 | 0.87059 | 1.4969
|  | 627.5939 | 2.5519 | 2.2761 | 0.86757 | 1.502
|  | 627.8245 | 2.5803 | 2.2743 | 0.87119 | 1.4994
|  | 628.0551 | 2.5674 | 2.2691 | 0.86965 | 1.5028
|  | 628.2856 | 2.5322 | 2.2864 | 0.86488 | 1.4895
|  | 628.5162 | 2.5189 | 2.2917 | 0.86426 | 1.4952
|  | 628.7469 | 2.5501 | 2.2948 | 0.86823 | 1.4973
|  | 628.9775 | 2.5785 | 2.2824 | 0.87228 | 1.5124
|  | 629.2081 | 2.6385 | 2.2647 | 0.87652 | 1.5141
|  | 629.4388 | 2.6479 | 2.261 | 0.88031 | 1.5235
|  | 629.6694 | 2.6542 | 2.2715 | 0.88382 | 1.5178
|  | 629.9002 | 2.6683 | 2.2737 | 0.8821 | 1.5252
|  | 630.1308 | 2.662 | 2.2796 | 0.88157 | 1.5155
|  | 630.3615 | 2.6052 | 2.2865 | 0.87786 | 1.5176
|  | 630.5922 | 2.6056 | 2.2855 | 0.87962 | 1.5112
|  | 630.8229 | 2.6427 | 2.2887 | 0.879 | 1.5226
|  | 631.0536 | 2.6228 | 2.2916 | 0.87976 | 1.5132
|  | 631.2844 | 2.591 | 2.2894 | 0.88223 | 1.5215
|  | 631.5151 | 2.5587 | 2.295 | 0.88218 | 1.515
|  | 631.7459 | 2.5471 | 2.2982 | 0.88211 | 1.5243
|  | 631.9766 | 2.5337 | 2.3062 | 0.88109 | 1.5179
|  | 632.2074 | 2.5352 | 2.3061 | 0.88087 | 1.5274
|  | 632.4382 | 2.5416 | 2.2931 | 0.88291 | 1.5219
|  | 632.669 | 2.5465 | 2.299 | 0.88027 | 1.5314
|  | 632.8998 | 2.5289 | 2.2877 | 0.8796 | 1.5225
|  | 633.1306 | 2.5128 | 2.271 | 0.87939 | 1.5317
|  | 633.3614 | 2.5187 | 2.2801 | 0.878 | 1.5269
|  | 633.5923 | 2.5445 | 2.2969 | 0.87512 | 1.5289
|  | 633.8232 | 2.5404 | 2.2958 | 0.87563 | 1.5367
|  | 634.054 | 2.5373 | 2.2945 | 0.87549 | 1.5263
|  | 634.2849 | 2.5283 | 2.29 | 0.87238 | 1.5305
|  | 634.5158 | 2.5505 | 2.2841 | 0.86812 | 1.5273
|  | 634.7466 | 2.573 | 2.2775 | 0.86514 | 1.5292
|  | 634.9776 | 2.5487 | 2.2829 | 0.86399 | 1.5189
|  | 635.2085 | 2.5467 | 2.2824 | 0.85889 | 1.5219
|  | 635.4394 | 2.5552 | 2.2869 | 0.85419 | 1.5094
|  | 635.6703 | 2.5605 | 2.287 | 0.84694 | 1.511
|  | 635.9013 | 2.5734 | 2.2857 | 0.83996 | 1.4996
|  | 636.1323 | 2.5814 | 2.2903 | 0.83574 | 1.5013
|  | 636.3632 | 2.5808 | 2.2762 | 0.83385 | 1.496
|  | 636.5942 | 2.5573 | 2.2797 | 0.83436 | 1.4981
|  | 636.8252 | 2.5196 | 2.2973 | 0.83484 | 1.495
|  | 637.0562 | 2.4975 | 2.3006 | 0.83696 | 1.5047
|  | 637.2872 | 2.5165 | 2.2982 | 0.83695 | 1.4999
|  | 637.5182 | 2.5484 | 2.2889 | 0.83509 | 1.504
|  | 637.7492 | 2.5646 | 2.2828 | 0.83464 | 1.4979
|  | 637.9803 | 2.5685 | 2.2749 | 0.83474 | 1.5065
|  | 638.2113 | 2.5585 | 2.2704 | 0.83465 | 1.5006
|  | 638.4424 | 2.5553 | 2.2726 | 0.83611 | 1.5046
|  | 638.6735 | 2.5325 | 2.2998 | 0.83669 | 1.502
|  | 638.9045 | 2.5214 | 2.3196 | 0.83642 | 1.51
|  | 639.1356 | 2.5151 | 2.3136 | 0.83717 | 1.5027
|  | 639.3668 | 2.5035 | 2.3138 | 0.83675 | 1.5104
|  | 639.5978 | 2.4996 | 2.3091 | 0.83807 | 1.5039
|  | 639.829 | 2.5312 | 2.3037 | 0.83714 | 1.5107
|  | 640.0601 | 2.5771 | 2.2894 | 0.83733 | 1.506
|  | 640.2913 | 2.6046 | 2.2799 | 0.83588 | 1.5143
|  | 640.5224 | 2.5846 | 2.2833 | 0.83741 | 1.5075
|  | 640.7535 | 2.5762 | 2.2856 | 0.84062 | 1.518
|  | 640.9847 | 2.5751 | 2.2895 | 0.84221 | 1.5104
|  | 641.2159 | 2.5686 | 2.2865 | 0.84048 | 1.5167
|  | 641.4471 | 2.5604 | 2.2753 | 0.84029 | 1.5115
|  | 641.6783 | 2.5786 | 2.28 | 0.84081 | 1.5193
|  | 641.9095 | 2.5839 | 2.2955 | 0.84083 | 1.5126
|  | 642.1408 | 2.5953 | 2.3016 | 0.84073 | 1.5188
|  | 642.372 | 2.5876 | 2.3087 | 0.83899 | 1.5137
|  | 642.6033 | 2.5607 | 2.3158 | 0.83832 | 1.5162
|  | 642.8345 | 2.5382 | 2.3158 | 0.83936 | 1.5135
|  | 643.0658 | 2.5555 | 2.2951 | 0.83732 | 1.5173
|  | 643.2971 | 2.5672 | 2.2929 | 0.83887 | 1.5119
|  | 643.5284 | 2.5418 | 2.2927 | 0.83954 | 1.5174
|  | 643.7596 | 2.558 | 2.2957 | 0.83924 | 1.5127
|  | 643.991 | 2.5726 | 2.3013 | 0.84022 | 1.5216
|  | 644.2223 | 2.5481 | 2.3037 | 0.84234 | 1.5145
|  | 644.4536 | 2.5361 | 2.2948 | 0.84127 | 1.522
|  | 644.685 | 2.5695 | 2.2845 | 0.84301 | 1.516
|  | 644.9163 | 2.5626 | 2.2822 | 0.84243 | 1.5239
|  | 645.1477 | 2.5585 | 2.2758 | 0.84112 | 1.5181
|  | 645.3791 | 2.5658 | 2.2751 | 0.84251 | 1.5249
|  | 645.6105 | 2.5898 | 2.2739 | 0.84298 | 1.5178
|  | 645.8419 | 2.577 | 2.2842 | 0.8437 | 1.5268
|  | 646.0732 | 2.5748 | 2.2945 | 0.84279 | 1.519
|  | 646.3047 | 2.57 | 2.2863 | 0.84458 | 1.522
|  | 646.5361 | 2.5793 | 2.2827 | 0.8448 | 1.5236
|  | 646.7675 | 2.5776 | 2.2833 | 0.84413 | 1.525
|  | 646.999 | 2.5508 | 2.2799 | 0.84498 | 1.5231
|  | 647.2304 | 2.5511 | 2.285 | 0.84504 | 1.5318
|  | 647.4619 | 2.5498 | 2.2898 | 0.84315 | 1.5272
|  | 647.6934 | 2.6047 | 2.2977 | 0.8419 | 1.5343
|  | 647.9249 | 2.6098 | 2.3006 | 0.84232 | 1.5267
|  | 648.1564 | 2.6114 | 2.3042 | 0.84259 | 1.535
|  | 648.3879 | 2.5968 | 2.2976 | 0.84342 | 1.5267
|  | 648.6194 | 2.5637 | 2.29 | 0.84308 | 1.5341
|  | 648.8509 | 2.5716 | 2.2992 | 0.84458 | 1.5289
|  | 649.0825 | 2.5812 | 2.298 | 0.84626 | 1.5363
|  | 649.314 | 2.6054 | 2.2953 | 0.84756 | 1.5311
|  | 649.5455 | 2.6164 | 2.3076 | 0.84746 | 1.5375
|  | 649.7771 | 2.6201 | 2.314 | 0.84756 | 1.5316
|  | 650.0087 | 2.6108 | 2.3139 | 0.84865 | 1.5409
|  | 650.2403 | 2.58 | 2.3106 | 0.84873 | 1.5348
|  | 650.4719 | 2.6173 | 2.3063 | 0.849 | 1.5437
|  | 650.7035 | 2.6497 | 2.3049 | 0.84751 | 1.5376
|  | 650.9351 | 2.638 | 2.2946 | 0.84651 | 1.5425
|  | 651.1667 | 2.5989 | 2.2939 | 0.84637 | 1.5407
|  | 651.3984 | 2.6098 | 2.2995 | 0.84744 | 1.5439
|  | 651.6301 | 2.6108 | 2.2851 | 0.8491 | 1.537
|  | 651.8617 | 2.626 | 2.2766 | 0.8498 | 1.5469
|  | 652.0934 | 2.6059 | 2.2893 | 0.8496 | 1.5388
|  | 652.3251 | 2.6106 | 2.3013 | 0.84808 | 1.5477
|  | 652.5568 | 2.6088 | 2.2947 | 0.85029 | 1.5432
|  | 652.7885 | 2.5985 | 2.2893 | 0.8513 | 1.5508
|  | 653.0202 | 2.6175 | 2.3003 | 0.84927 | 1.5461
|  | 653.2519 | 2.6122 | 2.3066 | 0.84941 | 1.5538
|  | 653.4836 | 2.6395 | 2.3054 | 0.84868 | 1.5461
|  | 653.7154 | 2.642 | 2.3032 | 0.84918 | 1.5516
|  | 653.9471 | 2.6381 | 2.2943 | 0.84731 | 1.548
|  | 654.1789 | 2.6248 | 2.2931 | 0.84853 | 1.5522
|  | 654.4107 | 2.6068 | 2.2966 | 0.84969 | 1.5481
|  | 654.6425 | 2.5853 | 2.299 | 0.8494 | 1.5573
|  | 654.8743 | 2.6061 | 2.3003 | 0.84912 | 1.5525
|  | 655.1061 | 2.6647 | 2.3088 | 0.85169 | 1.5585
|  | 655.3379 | 2.7164 | 2.318 | 0.85259 | 1.5521
|  | 655.5697 | 2.7018 | 2.3065 | 0.85397 | 1.5603
|  | 655.8016 | 2.6417 | 2.3078 | 0.8547 | 1.5551
|  | 656.0334 | 2.6287 | 2.3116 | 0.85536 | 1.5629
|  | 656.2653 | 2.5924 | 2.3148 | 0.85452 | 1.5555
|  | 656.4971 | 2.5679 | 2.3144 | 0.85611 | 1.562
|  | 656.729 | 2.5713 | 2.3063 | 0.85426 | 1.5594
|  | 656.9609 | 2.6048 | 2.3019 | 0.85331 | 1.5586
|  | 657.1928 | 2.6131 | 2.3065 | 0.85477 | 1.5547
|  | 657.4247 | 2.629 | 2.2995 | 0.85452 | 1.563
|  | 657.6566 | 2.6166 | 2.2914 | 0.85673 | 1.5579
|  | 657.8886 | 2.6151 | 2.2927 | 0.85703 | 1.5637
|  | 658.1205 | 2.6147 | 2.31 | 0.85364 | 1.5578
|  | 658.3525 | 2.5993 | 2.3096 | 0.85405 | 1.5654
|  | 658.5844 | 2.6005 | 2.3104 | 0.85191 | 1.557
|  | 658.8164 | 2.6168 | 2.3186 | 0.85063 | 1.5677
|  | 659.0483 | 2.6552 | 2.3194 | 0.84839 | 1.5598
|  | 659.2803 | 2.6416 | 2.3251 | 0.8493 | 1.5651
|  | 659.5123 | 2.6019 | 2.3211 | 0.84882 | 1.5585
|  | 659.7444 | 2.5779 | 2.3281 | 0.84957 | 1.5667
|  | 659.9764 | 2.5777 | 2.3158 | 0.8497 | 1.5626
|  | 660.2084 | 2.5738 | 2.3094 | 0.85244 | 1.5683
|  | 660.4405 | 2.6132 | 2.3097 | 0.85282 | 1.5615
|  | 660.6725 | 2.64 | 2.3017 | 0.85419 | 1.5714
|  | 660.9046 | 2.594 | 2.3007 | 0.85217 | 1.5632
|  | 661.1367 | 2.5669 | 2.2978 | 0.85139 | 1.5727
|  | 661.3687 | 2.5607 | 2.2941 | 0.85089 | 1.565
|  | 661.6008 | 2.6085 | 2.286 | 0.85017 | 1.5722
|  | 661.8329 | 2.6234 | 2.2994 | 0.84989 | 1.5651
|  | 662.0651 | 2.5824 | 2.3052 | 0.84816 | 1.5744
|  | 662.2972 | 2.5197 | 2.3207 | 0.84803 | 1.5657
|  | 662.5293 | 2.5162 | 2.318 | 0.84915 | 1.5721
|  | 662.7614 | 2.5577 | 2.3197 | 0.8518 | 1.5635
|  | 662.9936 | 2.6047 | 2.3112 | 0.84898 | 1.5701
|  | 663.2258 | 2.6172 | 2.2999 | 0.84795 | 1.5634
|  | 663.4579 | 2.6171 | 2.307 | 0.84581 | 1.5703
|  | 663.6901 | 2.622 | 2.3099 | 0.84755 | 1.5633
|  | 663.9223 | 2.5854 | 2.2995 | 0.84897 | 1.5698
|  | 664.1545 | 2.528 | 2.3147 | 0.84695 | 1.5613
|  | 664.3867 | 2.5414 | 2.3191 | 0.84699 | 1.5681
|  | 664.619 | 2.5679 | 2.3005 | 0.84504 | 1.5614
|  | 664.8512 | 2.6026 | 2.302 | 0.84431 | 1.5674
|  | 665.0834 | 2.6006 | 2.3084 | 0.84213 | 1.5603
|  | 665.3157 | 2.5739 | 2.3033 | 0.84031 | 1.5691
|  | 665.548 | 2.5588 | 2.3068 | 0.84121 | 1.5614
|  | 665.7802 | 2.5393 | 2.3191 | 0.84227 | 1.5705
|  | 666.0125 | 2.532 | 2.3142 | 0.84124 | 1.5634
|  | 666.2448 | 2.5307 | 2.3044 | 0.8447 | 1.5712
|  | 666.4771 | 2.538 | 2.3229 | 0.84331 | 1.5619
|  | 666.7094 | 2.5899 | 2.3295 | 0.8419 | 1.5651
|  | 666.9418 | 2.6223 | 2.3222 | 0.84188 | 1.5621
|  | 667.1741 | 2.5637 | 2.3023 | 0.84008 | 1.5657
|  | 667.4064 | 2.5378 | 2.3021 | 0.84011 | 1.561
|  | 667.6388 | 2.5503 | 2.3124 | 0.83802 | 1.5684
|  | 667.8711 | 2.5673 | 2.3299 | 0.83715 | 1.5619
|  | 668.1035 | 2.6245 | 2.3194 | 0.83634 | 1.5693
|  | 668.3359 | 2.5719 | 2.3177 | 0.83501 | 1.5628
|  | 668.5683 | 2.5845 | 2.3173 | 0.83753 | 1.5696
|  | 668.8007 | 2.5378 | 2.3192 | 0.83605 | 1.5589
|  | 669.0331 | 2.5127 | 2.3244 | 0.83615 | 1.57
|  | 669.2656 | 2.4901 | 2.3182 | 0.83536 | 1.5621
|  | 669.498 | 2.525 | 2.3224 | 0.83441 | 1.5696
|  | 669.7305 | 2.5734 | 2.3133 | 0.83368 | 1.5648
|  | 669.9629 | 2.6256 | 2.3045 | 0.83426 | 1.5713
|  | 670.1954 | 2.6259 | 2.301 | 0.83362 | 1.5636
|  | 670.4279 | 2.638 | 2.295 | 0.83351 | 1.5704
|  | 670.6603 | 2.6101 | 2.2933 | 0.83003 | 1.5638
|  | 670.8928 | 2.5721 | 2.2889 | 0.82861 | 1.572
|  | 671.1254 | 2.5438 | 2.2961 | 0.82571 | 1.5639
|  | 671.3578 | 2.5496 | 2.3122 | 0.82745 | 1.5711
|  | 671.5904 | 2.5708 | 2.3099 | 0.82513 | 1.5658
|  | 671.8229 | 2.6124 | 2.2967 | 0.82578 | 1.5732
|  | 672.0555 | 2.5744 | 2.2717 | 0.82278 | 1.5636
|  | 672.288 | 2.5715 | 2.2677 | 0.82118 | 1.5729
|  | 672.5206 | 2.6017 | 2.2846 | 0.82089 | 1.5632
|  | 672.7532 | 2.5722 | 2.2835 | 0.8229 | 1.5719
|  | 672.9858 | 2.4806 | 2.2851 | 0.8215 | 1.5648
|  | 673.2184 | 2.4852 | 2.2935 | 0.82426 | 1.5725
|  | 673.451 | 2.5011 | 2.3041 | 0.82278 | 1.5626
|  | 673.6836 | 2.5399 | 2.2988 | 0.82477 | 1.5717
|  | 673.9162 | 2.5559 | 2.3031 | 0.82126 | 1.5636
|  | 674.1489 | 2.5234 | 2.3034 | 0.82202 | 1.5761
|  | 674.3815 | 2.5261 | 2.3136 | 0.81847 | 1.5695
|  | 674.6141 | 2.5593 | 2.3165 | 0.81972 | 1.5752
|  | 674.8468 | 2.5521 | 2.3214 | 0.81908 | 1.5711
|  | 675.0795 | 2.5725 | 2.3209 | 0.82054 | 1.5772
|  | 675.3122 | 2.6317 | 2.3237 | 0.81955 | 1.5702
|  | 675.5449 | 2.602 | 2.3154 | 0.81919 | 1.5751
|  | 675.7776 | 2.6127 | 2.322 | 0.81689 | 1.5695
|  | 676.0103 | 2.5843 | 2.3223 | 0.81835 | 1.5769
|  | 676.243 | 2.5461 | 2.3106 | 0.81665 | 1.5694
|  | 676.4758 | 2.5491 | 2.3122 | 0.8183 | 1.5778
|  | 676.7085 | 2.537 | 2.3216 | 0.8148 | 1.5722
|  | 676.9413 | 2.5724 | 2.3221 | 0.81674 | 1.5747
|  | 677.1741 | 2.5548 | 2.3308 | 0.8162 | 1.5741
|  | 677.4068 | 2.5385 | 2.3243 | 0.81584 | 1.5754
|  | 677.6396 | 2.5827 | 2.3287 | 0.81406 | 1.57
|  | 677.8724 | 2.5967 | 2.3105 | 0.81662 | 1.5776
|  | 678.1052 | 2.5861 | 2.3114 | 0.816 | 1.5694
|  | 678.338 | 2.6075 | 2.3167 | 0.81476 | 1.5744
|  | 678.5709 | 2.6115 | 2.3191 | 0.81387 | 1.571
|  | 678.8037 | 2.6167 | 2.3261 | 0.81449 | 1.5756
|  | 679.0366 | 2.5868 | 2.3462 | 0.81209 | 1.5703
|  | 679.2694 | 2.5663 | 2.33 | 0.81364 | 1.5772
|  | 679.5023 | 2.5155 | 2.3189 | 0.81437 | 1.5705
|  | 679.7352 | 2.5377 | 2.3152 | 0.81325 | 1.5782
|  | 679.968 | 2.5871 | 2.325 | 0.81083 | 1.5706
|  | 680.2009 | 2.5834 | 2.3301 | 0.81301 | 1.5785
|  | 680.4338 | 2.5585 | 2.3279 | 0.80916 | 1.5737
|  | 680.6667 | 2.5556 | 2.3153 | 0.81011 | 1.5795
|  | 680.8997 | 2.538 | 2.3077 | 0.8091 | 1.5712
|  | 681.1326 | 2.5261 | 2.309 | 0.80956 | 1.5792
|  | 681.3655 | 2.5246 | 2.3123 | 0.80904 | 1.5751
|  | 681.5985 | 2.5579 | 2.3177 | 0.80794 | 1.5798
|  | 681.8315 | 2.5667 | 2.3126 | 0.80705 | 1.5729
|  | 682.0644 | 2.6023 | 2.2966 | 0.80796 | 1.5808
|  | 682.2974 | 2.5666 | 2.3003 | 0.8056 | 1.5746
|  | 682.5305 | 2.5412 | 2.3153 | 0.80509 | 1.5816
|  | 682.7634 | 2.5298 | 2.3343 | 0.80304 | 1.5761
|  | 682.9965 | 2.5026 | 2.3298 | 0.8045 | 1.581
|  | 683.2295 | 2.4995 | 2.3207 | 0.80189 | 1.5766
|  | 683.4625 | 2.5134 | 2.3015 | 0.80255 | 1.5829
|  | 683.6956 | 2.5124 | 2.3053 | 0.79854 | 1.5774
|  | 683.9286 | 2.533 | 2.3075 | 0.80012 | 1.582
|  | 684.1617 | 2.533 | 2.3123 | 0.79836 | 1.5772
|  | 684.3948 | 2.5173 | 2.3141 | 0.80055 | 1.5842
|  | 684.6279 | 2.5352 | 2.3085 | 0.79909 | 1.5761
|  | 684.861 | 2.5606 | 2.3116 | 0.80278 | 1.5858
|  | 685.0941 | 2.5661 | 2.3072 | 0.79972 | 1.5796
|  | 685.3271 | 2.6165 | 2.3149 | 0.80146 | 1.5894
|  | 685.5603 | 2.5999 | 2.3225 | 0.79865 | 1.5792
|  | 685.7934 | 2.6021 | 2.31 | 0.80191 | 1.5882
|  | 686.0266 | 2.5966 | 2.3114 | 0.80102 | 1.581
|  | 686.2597 | 2.6086 | 2.3054 | 0.80092 | 1.5896
|  | 686.4929 | 2.6174 | 2.3043 | 0.79772 | 1.5824
|  | 686.7261 | 2.607 | 2.3212 | 0.7999 | 1.5917
|  | 686.9592 | 2.5806 | 2.3418 | 0.79789 | 1.5838
|  | 687.1924 | 2.4986 | 2.341 | 0.79946 | 1.5891
|  | 687.4257 | 2.491 | 2.318 | 0.79685 | 1.5886
|  | 687.6589 | 2.5461 | 2.3008 | 0.79904 | 1.5885
|  | 687.8921 | 2.6256 | 2.3059 | 0.7975 | 1.5851
|  | 688.1253 | 2.6529 | 2.3113 | 0.79766 | 1.5918
|  | 688.3586 | 2.6198 | 2.3069 | 0.79657 | 1.5874
|  | 688.5918 | 2.5912 | 2.2937 | 0.79844 | 1.5932
|  | 688.8251 | 2.5531 | 2.3011 | 0.79512 | 1.5884
|  | 689.0584 | 2.592 | 2.29 | 0.79529 | 1.5955
|  | 689.2916 | 2.6101 | 2.2946 | 0.79682 | 1.5906
|  | 689.5249 | 2.6105 | 2.3025 | 0.79923 | 1.5973
|  | 689.7582 | 2.6137 | 2.3088 | 0.79746 | 1.5921
|  | 689.9915 | 2.6351 | 2.3151 | 0.79816 | 1.5993
|  | 690.2248 | 2.5769 | 2.3083 | 0.79804 | 1.5916
|  | 690.4582 | 2.5485 | 2.3114 | 0.80171 | 1.6006
|  | 690.6915 | 2.5654 | 2.3171 | 0.79862 | 1.5917
|  | 690.9249 | 2.5751 | 2.3189 | 0.80127 | 1.6017
|  | 691.1582 | 2.5723 | 2.3176 | 0.79689 | 1.5945
|  | 691.3916 | 2.5528 | 2.322 | 0.7984 | 1.5997
|  | 691.625 | 2.5705 | 2.3209 | 0.79616 | 1.595
|  | 691.8584 | 2.5966 | 2.3204 | 0.79622 | 1.6018
|  | 692.0918 | 2.6404 | 2.3212 | 0.79315 | 1.5964
|  | 692.3252 | 2.5633 | 2.3154 | 0.797 | 1.6042
|  | 692.5586 | 2.5511 | 2.3035 | 0.79501 | 1.5984
|  | 692.7921 | 2.5636 | 2.3096 | 0.79813 | 1.6062
|  | 693.0254 | 2.5269 | 2.3239 | 0.79917 | 1.6067
|  | 693.2589 | 2.5106 | 2.3277 | 0.79906 | 1.603
|  | 693.4924 | 2.5546 | 2.3373 | 0.79952 | 1.6091
|  | 693.7258 | 2.6213 | 2.3358 | 0.7976 | 1.6038
|  | 693.9593 | 2.63 | 2.3365 | 0.80298 | 1.6125
|  | 694.1928 | 2.5972 | 2.3272 | 0.80147 | 1.6061
|  | 694.4263 | 2.6273 | 2.3196 | 0.80625 | 1.6132
|  | 694.6598 | 2.6704 | 2.3103 | 0.8042 | 1.6049
|  | 694.8933 | 2.6795 | 2.3082 | 0.80657 | 1.6161
|  | 695.1268 | 2.5848 | 2.3193 | 0.80746 | 1.6102
|  | 695.3604 | 2.5167 | 2.3181 | 0.8081 | 1.6186
|  | 695.5939 | 2.5494 | 2.3194 | 0.8049 | 1.6108
|  | 695.8275 | 2.5558 | 2.3222 | 0.80759 | 1.6218
|  | 696.061 | 2.596 | 2.3274 | 0.80534 | 1.6125
|  | 696.2946 | 2.637 | 2.3432 | 0.80749 | 1.6208
|  | 696.5282 | 2.6122 | 2.3511 | 0.80651 | 1.6149
|  | 696.7618 | 2.5869 | 2.3472 | 0.81071 | 1.6232
|  | 696.9954 | 2.5785 | 2.3586 | 0.80709 | 1.6174
|  | 697.229 | 2.5888 | 2.3415 | 0.80797 | 1.6223
|  | 697.4627 | 2.5697 | 2.3304 | 0.8058 | 1.619
|  | 697.6963 | 2.6541 | 2.3273 | 0.80772 | 1.6216
|  | 697.9299 | 2.6966 | 2.3142 | 0.80685 | 1.6199
|  | 698.1636 | 2.6754 | 2.31 | 0.81061 | 1.6276
|  | 698.3972 | 2.6529 | 2.3239 | 0.81157 | 1.6237
|  | 698.6309 | 2.6571 | 2.3286 | 0.81476 | 1.6287
|  | 698.8646 | 2.6464 | 2.3253 | 0.81506 | 1.6228
|  | 699.0983 | 2.6317 | 2.3283 | 0.81912 | 1.6323
|  | 699.332 | 2.6475 | 2.312 | 0.81889 | 1.6254
|  | 699.5657 | 2.6397 | 2.3046 | 0.82191 | 1.6307
|  | 699.7994 | 2.6233 | 2.3428 | 0.82402 | 1.6281
|  | 700.0331 | 2.6329 | 2.3487 | 0.82356 | 1.6358
|  | 700.2669 | 2.6395 | 2.3274 | 0.8235 | 1.6296
|  | 700.5007 | 2.5975 | 2.3316 | 0.82541 | 1.639
|  | 700.7344 | 2.5977 | 2.3298 | 0.82395 | 1.6328
|  | 700.9682 | 2.6494 | 2.3394 | 0.82365 | 1.641
|  | 701.202 | 2.6465 | 2.3356 | 0.81998 | 1.6341
|  | 701.4357 | 2.6508 | 2.3308 | 0.82238 | 1.6418
|  | 701.6696 | 2.6491 | 2.3401 | 0.81895 | 1.6363
|  | 701.9033 | 2.6245 | 2.336 | 0.82583 | 1.6436
|  | 702.1372 | 2.6094 | 2.3387 | 0.82395 | 1.6383
|  | 702.371 | 2.6255 | 2.3206 | 0.82219 | 1.6416
|  | 702.6049 | 2.5924 | 2.3095 | 0.81739 | 1.6342
|  | 702.8387 | 2.5627 | 2.3254 | 0.8229 | 1.6422
|  | 703.0725 | 2.5936 | 2.3326 | 0.82224 | 1.6346
|  | 703.3064 | 2.6194 | 2.315 | 0.82797 | 1.6409
|  | 703.5403 | 2.6619 | 2.3042 | 0.82625 | 1.6356
|  | 703.7742 | 2.6822 | 2.3026 | 0.82662 | 1.6447
|  | 704.0081 | 2.6669 | 2.3066 | 0.82518 | 1.6367
|  | 704.2419 | 2.671 | 2.3153 | 0.82722 | 1.6455
|  | 704.4759 | 2.6231 | 2.3215 | 0.82677 | 1.638
|  | 704.7098 | 2.6561 | 2.3108 | 0.82804 | 1.6446
|  | 704.9437 | 2.6918 | 2.305 | 0.8266 | 1.6395
|  | 705.1777 | 2.6237 | 2.325 | 0.82748 | 1.6467
|  | 705.4116 | 2.5575 | 2.3383 | 0.82608 | 1.6389
|  | 705.6456 | 2.6015 | 2.3337 | 0.82653 | 1.6475
|  | 705.8796 | 2.6529 | 2.3369 | 0.82649 | 1.6445
|  | 706.1135 | 2.6501 | 2.3326 | 0.82762 | 1.6509
|  | 706.3475 | 2.6368 | 2.316 | 0.82314 | 1.643
|  | 706.5815 | 2.698 | 2.3239 | 0.82691 | 1.6521
|  | 706.8156 | 2.7028 | 2.3239 | 0.8249 | 1.6437
|  | 707.0496 | 2.6742 | 2.3302 | 0.82497 | 1.6531
|  | 707.2836 | 2.6397 | 2.3445 | 0.82523 | 1.6453
|  | 707.5176 | 2.6025 | 2.3527 | 0.82518 | 1.6506
|  | 707.7517 | 2.6007 | 2.3428 | 0.82377 | 1.6521
|  | 707.9857 | 2.6011 | 2.3394 | 0.82431 | 1.6505
|  | 708.2198 | 2.6128 | 2.3253 | 0.82277 | 1.6447
|  | 708.4539 | 2.5993 | 2.3331 | 0.82388 | 1.6558
|  | 708.688 | 2.617 | 2.3287 | 0.8219 | 1.6488
|  | 708.9221 | 2.6264 | 2.322 | 0.82621 | 1.6555
|  | 709.1562 | 2.6466 | 2.3432 | 0.82555 | 1.6499
|  | 709.3903 | 2.653 | 2.3412 | 0.82571 | 1.6573
|  | 709.6244 | 2.6818 | 2.3401 | 0.82476 | 1.6499
|  | 709.8585 | 2.7247 | 2.3348 | 0.82579 | 1.6545
|  | 710.0927 | 2.6484 | 2.342 | 0.82345 | 1.6496
|  | 710.3268 | 2.5991 | 2.3347 | 0.8249 | 1.6553
|  | 710.561 | 2.5829 | 2.3209 | 0.82169 | 1.6511
|  | 710.7952 | 2.6365 | 2.305 | 0.825 | 1.6575
|  | 711.0294 | 2.6212 | 2.2984 | 0.82425 | 1.6518
|  | 711.2636 | 2.5887 | 2.2985 | 0.82642 | 1.6569
|  | 711.4977 | 2.5265 | 2.3006 | 0.82495 | 1.6533
|  | 711.7319 | 2.5846 | 2.3306 | 0.82746 | 1.6591
|  | 711.9662 | 2.6215 | 2.3495 | 0.82487 | 1.6558
|  | 712.2004 | 2.6534 | 2.356 | 0.82511 | 1.6615
|  | 712.4346 | 2.706 | 2.3515 | 0.82107 | 1.654
|  | 712.6689 | 2.6935 | 2.3496 | 0.82437 | 1.6622
|  | 712.9031 | 2.699 | 2.3453 | 0.82333 | 1.6554
|  | 713.1374 | 2.6589 | 2.3341 | 0.82361 | 1.6616
|  | 713.3717 | 2.5881 | 2.3419 | 0.8231 | 1.6553
|  | 713.606 | 2.5872 | 2.3477 | 0.82462 | 1.6634
|  | 713.8403 | 2.6265 | 2.3376 | 0.82222 | 1.6539
|  | 714.0746 | 2.7003 | 2.3388 | 0.82376 | 1.6663
|  | 714.3089 | 2.7175 | 2.3494 | 0.82119 | 1.6578
|  | 714.5432 | 2.6572 | 2.3348 | 0.82654 | 1.6653
|  | 714.7776 | 2.6436 | 2.3342 | 0.82393 | 1.6581
|  | 715.0119 | 2.6692 | 2.3378 | 0.82341 | 1.6668
|  | 715.2463 | 2.6441 | 2.3341 | 0.82307 | 1.6602
|  | 715.4806 | 2.6599 | 2.3386 | 0.82502 | 1.6679
|  | 715.715 | 2.6239 | 2.3242 | 0.82217 | 1.6604
|  | 715.9494 | 2.6284 | 2.332 | 0.82607 | 1.6673
|  | 716.1838 | 2.687 | 2.3283 | 0.82392 | 1.6597
|  | 716.4181 | 2.7022 | 2.3415 | 0.82987 | 1.6679
|  | 716.6526 | 2.6783 | 2.3591 | 0.82681 | 1.6614
|  | 716.887 | 2.7007 | 2.3594 | 0.82804 | 1.6718
|  | 717.1215 | 2.6611 | 2.3472 | 0.82783 | 1.6656
|  | 717.3559 | 2.6545 | 2.3364 | 0.83 | 1.6742
|  | 717.5903 | 2.6134 | 2.3278 | 0.82808 | 1.6645
|  | 717.8248 | 2.6725 | 2.3232 | 0.83075 | 1.6727
|  | 718.0593 | 2.7748 | 2.3215 | 0.83201 | 1.6734
|  | 718.2937 | 2.7342 | 2.321 | 0.83268 | 1.6741
|  | 718.5282 | 2.6541 | 2.3268 | 0.83038 | 1.6711
|  | 718.7627 | 2.6243 | 2.3187 | 0.83461 | 1.6811
|  | 718.9972 | 2.6236 | 2.336 | 0.8345 | 1.6716
|  | 719.2318 | 2.6645 | 2.3315 | 0.83675 | 1.6788
|  | 719.4662 | 2.6724 | 2.3239 | 0.83555 | 1.6708
|  | 719.7008 | 2.6372 | 2.337 | 0.83797 | 1.6796
|  | 719.9353 | 2.7055 | 2.3561 | 0.83474 | 1.6759
|  | 720.1699 | 2.7095 | 2.3545 | 0.8334 | 1.6818
|  | 720.4044 | 2.6769 | 2.3489 | 0.83394 | 1.6761
|  | 720.639 | 2.6345 | 2.3406 | 0.83743 | 1.6833
|  | 720.8736 | 2.6359 | 2.3233 | 0.83738 | 1.6768
|  | 721.1082 | 2.6934 | 2.3088 | 0.83769 | 1.6846
|  | 721.3428 | 2.7383 | 2.3197 | 0.83713 | 1.68
|  | 721.5774 | 2.6835 | 2.3288 | 0.8399 | 1.6866
|  | 721.812 | 2.6287 | 2.3235 | 0.8385 | 1.681
|  | 722.0466 | 2.6679 | 2.3071 | 0.83847 | 1.6889
|  | 722.2812 | 2.6396 | 2.3234 | 0.83522 | 1.6807
|  | 722.5159 | 2.6454 | 2.3226 | 0.83894 | 1.6896
|  | 722.7505 | 2.6856 | 2.3103 | 0.83546 | 1.6835
|  | 722.9852 | 2.6946 | 2.313 | 0.83652 | 1.6921
|  | 723.2199 | 2.6386 | 2.3359 | 0.83607 | 1.6847
|  | 723.4546 | 2.6307 | 2.3477 | 0.83923 | 1.6957
|  | 723.6893 | 2.6398 | 2.3458 | 0.83656 | 1.6899
|  | 723.924 | 2.6651 | 2.3408 | 0.83647 | 1.6963
|  | 724.1587 | 2.6543 | 2.3446 | 0.83627 | 1.6896
|  | 724.3934 | 2.6766 | 2.3405 | 0.84045 | 1.6984
|  | 724.6282 | 2.7179 | 2.3422 | 0.8396 | 1.6934
|  | 724.8629 | 2.747 | 2.3497 | 0.8422 | 1.6997
|  | 725.0977 | 2.7518 | 2.3481 | 0.84097 | 1.6927
|  | 725.3324 | 2.6671 | 2.3435 | 0.84329 | 1.6993
|  | 725.5672 | 2.633 | 2.3416 | 0.84032 | 1.6933
|  | 725.8019 | 2.6373 | 2.3301 | 0.8407 | 1.7005
|  | 726.0367 | 2.6947 | 2.323 | 0.83792 | 1.6934
|  | 726.2716 | 2.7156 | 2.3332 | 0.84218 | 1.7047
|  | 726.5063 | 2.7018 | 2.3436 | 0.84089 | 1.6989
|  | 726.7411 | 2.7125 | 2.3568 | 0.84458 | 1.7061
|  | 726.976 | 2.7557 | 2.3511 | 0.8418 | 1.6997
|  | 727.2108 | 2.7636 | 2.351 | 0.84343 | 1.709
|  | 727.4457 | 2.7142 | 2.3552 | 0.84166 | 1.703
|  | 727.6805 | 2.7101 | 2.3559 | 0.84677 | 1.7141
|  | 727.9154 | 2.7184 | 2.3468 | 0.84628 | 1.7055
|  | 728.1503 | 2.7395 | 2.3482 | 0.84992 | 1.713
|  | 728.3851 | 2.7643 | 2.3561 | 0.8443 | 1.712
|  | 728.62 | 2.795 | 2.3512 | 0.84747 | 1.7123
|  | 728.8549 | 2.7707 | 2.3527 | 0.84575 | 1.71
|  | 729.0898 | 2.7295 | 2.3637 | 0.84697 | 1.7173
|  | 729.3248 | 2.7211 | 2.3581 | 0.84357 | 1.7127
|  | 729.5597 | 2.7569 | 2.3547 | 0.84376 | 1.7225
|  | 729.7946 | 2.7701 | 2.3523 | 0.84384 | 1.7155
|  | 730.0295 | 2.7576 | 2.3488 | 0.84546 | 1.7204
|  | 730.2645 | 2.7219 | 2.3474 | 0.84641 | 1.7164
|  | 730.4995 | 2.6585 | 2.3599 | 0.85059 | 1.723
|  | 730.7344 | 2.6547 | 2.3599 | 0.84887 | 1.7159
|  | 730.9694 | 2.734 | 2.3526 | 0.85196 | 1.7257
|  | 731.2044 | 2.7933 | 2.359 | 0.85192 | 1.7185
|  | 731.4394 | 2.7646 | 2.3613 | 0.85155 | 1.7269
|  | 731.6744 | 2.7597 | 2.3494 | 0.84821 | 1.7187
|  | 731.9095 | 2.7605 | 2.3379 | 0.8503 | 1.7278
|  | 732.1445 | 2.7247 | 2.3381 | 0.85032 | 1.7198
|  | 732.3795 | 2.7502 | 2.3568 | 0.85145 | 1.73
|  | 732.6146 | 2.7504 | 2.3763 | 0.84967 | 1.7232
|  | 732.8496 | 2.7193 | 2.3712 | 0.84961 | 1.7319
|  | 733.0847 | 2.6974 | 2.3702 | 0.84829 | 1.7248
|  | 733.3198 | 2.6901 | 2.3637 | 0.85 | 1.733
|  | 733.5549 | 2.6874 | 2.3632 | 0.85141 | 1.7251
|  | 733.79 | 2.6856 | 2.3615 | 0.8538 | 1.7318
|  | 734.025 | 2.7179 | 2.3682 | 0.85019 | 1.7271
|  | 734.2602 | 2.7477 | 2.3541 | 0.85041 | 1.7356
|  | 734.4953 | 2.6868 | 2.3437 | 0.84875 | 1.7248
|  | 734.7304 | 2.6786 | 2.3362 | 0.85106 | 1.7344
|  | 734.9656 | 2.6984 | 2.3242 | 0.85136 | 1.7256
|  | 735.2007 | 2.7571 | 2.3257 | 0.85311 | 1.737
|  | 735.4358 | 2.7579 | 2.3386 | 0.85281 | 1.729
|  | 735.671 | 2.7584 | 2.323 | 0.85597 | 1.7359
|  | 735.9062 | 2.768 | 2.3158 | 0.85437 | 1.7327
|  | 736.1414 | 2.7717 | 2.3184 | 0.85615 | 1.7398
|  | 736.3766 | 2.7559 | 2.3197 | 0.85598 | 1.7331
|  | 736.6118 | 2.7432 | 2.3461 | 0.85568 | 1.7401
|  | 736.847 | 2.7519 | 2.3639 | 0.85499 | 1.7329
|  | 737.0822 | 2.7285 | 2.3651 | 0.85689 | 1.7429
|  | 737.3174 | 2.7579 | 2.358 | 0.85401 | 1.738
|  | 737.5527 | 2.7957 | 2.3412 | 0.85575 | 1.7443
|  | 737.788 | 2.8084 | 2.3398 | 0.85505 | 1.7399
|  | 738.0232 | 2.7745 | 2.3426 | 0.8566 | 1.7475
|  | 738.2585 | 2.7759 | 2.343 | 0.85717 | 1.7396
|  | 738.4938 | 2.8237 | 2.3362 | 0.85949 | 1.746
|  | 738.7291 | 2.8489 | 2.3368 | 0.85898 | 1.7475
|  | 738.9644 | 2.8483 | 2.3537 | 0.86154 | 1.7541
|  | 739.1997 | 2.8237 | 2.3596 | 0.862 | 1.7475
|  | 739.435 | 2.7776 | 2.3603 | 0.86409 | 1.7547
|  | 739.6703 | 2.7194 | 2.3568 | 0.86337 | 1.7488
|  | 739.9056 | 2.7304 | 2.3534 | 0.86545 | 1.7565
|  | 740.141 | 2.7429 | 2.3647 | 0.86356 | 1.7495
|  | 740.3763 | 2.7927 | 2.3709 | 0.86467 | 1.7589
|  | 740.6117 | 2.8054 | 2.3721 | 0.86464 | 1.7506
|  | 740.847 | 2.7702 | 2.3588 | 0.8652 | 1.7608
|  | 741.0825 | 2.7485 | 2.357 | 0.8615 | 1.7537
|  | 741.3178 | 2.7297 | 2.3648 | 0.8615 | 1.7634
|  | 741.5532 | 2.7469 | 2.3729 | 0.85937 | 1.7546
|  | 741.7886 | 2.7639 | 2.3704 | 0.86071 | 1.7655
|  | 742.024 | 2.736 | 2.382 | 0.86323 | 1.7576
|  | 742.2595 | 2.7255 | 2.3824 | 0.86618 | 1.7681
|  | 742.4949 | 2.7461 | 2.3628 | 0.86611 | 1.7583
|  | 742.7304 | 2.7442 | 2.3567 | 0.86668 | 1.7674
|  | 742.9658 | 2.7287 | 2.3481 | 0.86795 | 1.762
|  | 743.2013 | 2.734 | 2.3361 | 0.87052 | 1.7702
|  | 743.4368 | 2.7146 | 2.3558 | 0.86954 | 1.7662
|  | 743.6722 | 2.7275 | 2.3638 | 0.86941 | 1.772
|  | 743.9077 | 2.7593 | 2.3723 | 0.86657 | 1.7677
|  | 744.1432 | 2.7481 | 2.3881 | 0.86978 | 1.7785
|  | 744.3787 | 2.7009 | 2.3748 | 0.87197 | 1.7719
|  | 744.6143 | 2.7388 | 2.3662 | 0.8748 | 1.7796
|  | 744.8498 | 2.8094 | 2.359 | 0.87359 | 1.773
|  | 745.0853 | 2.8547 | 2.3544 | 0.87372 | 1.7829
|  | 745.3209 | 2.8152 | 2.3545 | 0.87318 | 1.7758
|  | 745.5564 | 2.7951 | 2.3555 | 0.87559 | 1.7849
|  | 745.7919 | 2.8167 | 2.359 | 0.87321 | 1.7775
|  | 746.0275 | 2.8396 | 2.3603 | 0.8727 | 1.7858
|  | 746.2631 | 2.8276 | 2.3654 | 0.87321 | 1.778
|  | 746.4987 | 2.841 | 2.3704 | 0.87656 | 1.7884
|  | 746.7343 | 2.8574 | 2.37 | 0.87654 | 1.7814
|  | 746.9699 | 2.8627 | 2.3608 | 0.87783 | 1.7932
|  | 747.2055 | 2.8303 | 2.3556 | 0.87664 | 1.7854
|  | 747.4412 | 2.8128 | 2.3653 | 0.8786 | 1.7946
|  | 747.6768 | 2.8131 | 2.3676 | 0.87857 | 1.7909
|  | 747.9124 | 2.8462 | 2.3587 | 0.8782 | 1.7988
|  | 748.1481 | 2.8818 | 2.3583 | 0.87989 | 1.7943
|  | 748.3837 | 2.8555 | 2.3573 | 0.88127 | 1.8014
|  | 748.6195 | 2.8199 | 2.3601 | 0.88132 | 1.7974
|  | 748.8551 | 2.8283 | 2.3515 | 0.88548 | 1.8027
|  | 749.0908 | 2.8168 | 2.3615 | 0.88248 | 1.7975
|  | 749.3265 | 2.8058 | 2.3773 | 0.8826 | 1.8045
|  | 749.5622 | 2.8007 | 2.3872 | 0.88584 | 1.8021
|  | 749.7979 | 2.8015 | 2.3819 | 0.88723 | 1.8129
|  | 750.0336 | 2.8377 | 2.3674 | 0.88501 | 1.8056
|  | 750.2694 | 2.8976 | 2.3628 | 0.88715 | 1.8172
|  | 750.5051 | 2.9123 | 2.3648 | 0.8843 | 1.8065
|  | 750.7408 | 2.8554 | 2.3706 | 0.88601 | 1.8181
|  | 750.9766 | 2.8201 | 2.3863 | 0.88571 | 1.808
|  | 751.2124 | 2.8132 | 2.3881 | 0.88508 | 1.8181
|  | 751.4482 | 2.8262 | 2.3747 | 0.88601 | 1.8114
|  | 751.684 | 2.8426 | 2.3614 | 0.88765 | 1.8219
|  | 751.9197 | 2.8217 | 2.3569 | 0.88818 | 1.8164
|  | 752.1556 | 2.8371 | 2.3552 | 0.88873 | 1.8251
|  | 752.3914 | 2.888 | 2.3555 | 0.88822 | 1.8183
|  | 752.6272 | 2.8704 | 2.3594 | 0.89065 | 1.8272
|  | 752.863 | 2.8502 | 2.3732 | 0.89167 | 1.8188
|  | 753.0989 | 2.8212 | 2.3697 | 0.89216 | 1.8207
|  | 753.3347 | 2.7987 | 2.3583 | 0.89011 | 1.8312
|  | 753.5706 | 2.8076 | 2.354 | 0.89193 | 1.8241
|  | 753.8065 | 2.8638 | 2.3757 | 0.89244 | 1.8353
|  | 754.0424 | 2.8851 | 2.4015 | 0.88964 | 1.8267
|  | 754.2783 | 2.8479 | 2.4011 | 0.89154 | 1.8371
|  | 754.5142 | 2.809 | 2.388 | 0.89197 | 1.8293
|  | 754.7501 | 2.8398 | 2.3676 | 0.89357 | 1.8397
|  | 754.986 | 2.8597 | 2.3757 | 0.89361 | 1.8322
|  | 755.2219 | 2.8498 | 2.3618 | 0.89486 | 1.8398
|  | 755.4578 | 2.831 | 2.3581 | 0.8954 | 1.8327
|  | 755.6938 | 2.8019 | 2.3603 | 0.89777 | 1.8426
|  | 755.9297 | 2.8231 | 2.3835 | 0.89806 | 1.8337
|  | 756.1657 | 2.9077 | 2.3766 | 0.89879 | 1.8436
|  | 756.4017 | 2.9036 | 2.3674 | 0.89484 | 1.8382
|  | 756.6376 | 2.8512 | 2.3723 | 0.89571 | 1.8498
|  | 756.8736 | 2.8392 | 2.3682 | 0.89596 | 1.8428
|  | 757.1096 | 2.8534 | 2.3674 | 0.8975 | 1.8537
|  | 757.3456 | 2.8057 | 2.374 | 0.8992 | 1.8454
|  | 757.5816 | 2.8015 | 2.366 | 0.89923 | 1.8557
|  | 757.8176 | 2.7893 | 2.3735 | 0.89857 | 1.8463
|  | 758.0537 | 2.778 | 2.3669 | 0.90176 | 1.8534
|  | 758.2897 | 2.7746 | 2.3531 | 0.89947 | 1.8485
|  | 758.5258 | 2.7976 | 2.3529 | 0.89998 | 1.858
|  | 758.7618 | 2.7955 | 2.3763 | 0.90052 | 1.8484
|  | 758.9979 | 2.8157 | 2.378 | 0.90411 | 1.8607
|  | 759.234 | 2.8375 | 2.3806 | 0.90507 | 1.856
|  | 759.47 | 2.8419 | 2.3861 | 0.90365 | 1.8612
|  | 759.7062 | 2.8516 | 2.3927 | 0.90417 | 1.8547
|  | 759.9423 | 2.8649 | 2.3919 | 0.90558 | 1.8637
|  | 760.1783 | 2.8837 | 2.3885 | 0.90572 | 1.8587
|  | 760.4145 | 2.8717 | 2.3904 | 0.90646 | 1.868
|  | 760.6506 | 2.8153 | 2.3861 | 0.90634 | 1.8591
|  | 760.8868 | 2.7828 | 2.368 | 0.90731 | 1.8687
|  | 761.1229 | 2.7975 | 2.3489 | 0.90868 | 1.8621
|  | 761.3591 | 2.8411 | 2.3518 | 0.90703 | 1.8728
|  | 761.5952 | 2.8262 | 2.3495 | 0.90828 | 1.8655
|  | 761.8314 | 2.8024 | 2.3455 | 0.90795 | 1.8732
|  | 762.0676 | 2.8458 | 2.3653 | 0.909 | 1.8643
|  | 762.3038 | 2.875 | 2.3703 | 0.90519 | 1.8751
|  | 762.54 | 2.8394 | 2.3788 | 0.90432 | 1.8681
|  | 762.7762 | 2.8166 | 2.3845 | 0.90531 | 1.8747
|  | 763.0124 | 2.8488 | 2.3877 | 0.90636 | 1.8671
|  | 763.2487 | 2.8784 | 2.3756 | 0.90667 | 1.878
|  | 763.4849 | 2.8687 | 2.373 | 0.9099 | 1.8695
|  | 763.7211 | 2.8719 | 2.3749 | 0.9101 | 1.8804
|  | 763.9574 | 2.8634 | 2.3789 | 0.9104 | 1.871
|  | 764.1937 | 2.8294 | 2.3699 | 0.91098 | 1.8824
|  | 764.4299 | 2.7728 | 2.3765 | 0.91186 | 1.875
|  | 764.6662 | 2.7836 | 2.3914 | 0.90952 | 1.8819
|  | 764.9025 | 2.8039 | 2.405 | 0.90598 | 1.8772
|  | 765.1388 | 2.8452 | 2.4173 | 0.90646 | 1.8857
|  | 765.3751 | 2.8424 | 2.4038 | 0.90581 | 1.8764
|  | 765.6114 | 2.8278 | 2.3672 | 0.9057 | 1.8885
|  | 765.8477 | 2.8138 | 2.3639 | 0.90756 | 1.8787
|  | 766.0841 | 2.7799 | 2.3723 | 0.90827 | 1.8888
|  | 766.3204 | 2.7545 | 2.3782 | 0.90585 | 1.8821
|  | 766.5568 | 2.8151 | 2.375 | 0.90837 | 1.8908
|  | 766.7931 | 2.8635 | 2.3771 | 0.90901 | 1.8838
|  | 767.0295 | 2.8178 | 2.391 | 0.90833 | 1.8945
|  | 767.2659 | 2.7643 | 2.3872 | 0.90732 | 1.883
|  | 767.5023 | 2.7685 | 2.3768 | 0.91009 | 1.894
|  | 767.7387 | 2.7743 | 2.3507 | 0.91002 | 1.8847
|  | 767.9751 | 2.7639 | 2.3285 | 0.91066 | 1.8963
|  | 768.2115 | 2.7825 | 2.3412 | 0.91199 | 1.888
|  | 768.4479 | 2.8205 | 2.3462 | 0.91249 | 1.8985
|  | 768.6843 | 2.8642 | 2.3583 | 0.91319 | 1.8891
|  | 768.9208 | 2.8461 | 2.3691 | 0.91405 | 1.8985
|  | 769.1572 | 2.7839 | 2.3744 | 0.91727 | 1.8949
|  | 769.3937 | 2.8102 | 2.3934 | 0.91483 | 1.9033
|  | 769.6301 | 2.8634 | 2.3889 | 0.91262 | 1.895
|  | 769.8666 | 2.8788 | 2.3813 | 0.91387 | 1.9003
|  | 770.1031 | 2.8455 | 2.3682 | 0.91616 | 1.8939
|  | 770.3396 | 2.8343 | 2.3694 | 0.91555 | 1.9043
|  | 770.5761 | 2.8759 | 2.3741 | 0.91457 | 1.8966
|  | 770.8126 | 2.8648 | 2.3734 | 0.91181 | 1.9089
|  | 771.0491 | 2.8186 | 2.3788 | 0.91281 | 1.8998
|  | 771.2856 | 2.8353 | 2.3748 | 0.91539 | 1.9094
|  | 771.5222 | 2.8736 | 2.3716 | 0.913 | 1.9024
|  | 771.7587 | 2.8991 | 2.3515 | 0.9097 | 1.9159
|  | 771.9953 | 2.9043 | 2.3481 | 0.91227 | 1.9072
|  | 772.2319 | 2.8608 | 2.3559 | 0.91351 | 1.9176
|  | 772.4684 | 2.8034 | 2.3645 | 0.91265 | 1.9086
|  | 772.705 | 2.8422 | 2.3819 | 0.91276 | 1.9165
|  | 772.9416 | 2.8808 | 2.3962 | 0.90982 | 1.9089
|  | 773.1782 | 2.8598 | 2.3776 | 0.90822 | 1.9185
|  | 773.4148 | 2.8232 | 2.379 | 0.91029 | 1.9136
|  | 773.6514 | 2.8354 | 2.4002 | 0.91093 | 1.9225
|  | 773.8881 | 2.8701 | 2.408 | 0.90988 | 1.9143
|  | 774.1247 | 2.8883 | 2.4054 | 0.91191 | 1.9276
|  | 774.3613 | 2.8738 | 2.3985 | 0.91453 | 1.9211
|  | 774.598 | 2.8835 | 2.3985 | 0.91636 | 1.9308
|  | 774.8347 | 2.8758 | 2.4079 | 0.92008 | 1.9214
|  | 775.0714 | 2.8554 | 2.3979 | 0.92154 | 1.9287
|  | 775.308 | 2.8339 | 2.3741 | 0.92102 | 1.9205
|  | 775.5447 | 2.8891 | 2.3674 | 0.92138 | 1.9298
|  | 775.7814 | 2.9471 | 2.3761 | 0.91929 | 1.921
|  | 776.0181 | 2.9504 | 2.3678 | 0.91938 | 1.9337
|  | 776.2548 | 2.9246 | 2.3788 | 0.92056 | 1.9273
|  | 776.4915 | 2.9555 | 2.3912 | 0.9201 | 1.9342
|  | 776.7283 | 2.9825 | 2.3933 | 0.9195 | 1.9266
|  | 776.965 | 2.964 | 2.3861 | 0.91367 | 1.9392
|  | 777.2017 | 2.941 | 2.3846 | 0.91478 | 1.9276
|  | 777.4385 | 2.9407 | 2.3817 | 0.91575 | 1.9383
|  | 777.6752 | 2.9489 | 2.3913 | 0.91861 | 1.9336
|  | 777.9121 | 2.9459 | 2.3846 | 0.92134 | 1.9393
|  | 778.1488 | 2.951 | 2.389 | 0.91887 | 1.934
|  | 778.3856 | 2.9376 | 2.3915 | 0.91953 | 1.9458
|  | 778.6224 | 2.915 | 2.3975 | 0.92089 | 1.937
|  | 778.8592 | 2.8965 | 2.3943 | 0.92194 | 1.9479
|  | 779.096 | 2.9215 | 2.3928 | 0.92456 | 1.9371
|  | 779.3328 | 2.9369 | 2.3816 | 0.92438 | 1.9459
|  | 779.5697 | 2.9293 | 2.3769 | 0.92289 | 1.9388
|  | 779.8065 | 2.9464 | 2.379 | 0.92105 | 1.9504
|  | 780.0434 | 2.9444 | 2.38 | 0.92145 | 1.9422
|  | 780.2802 | 2.9081 | 2.3879 | 0.92216 | 1.9466
|  | 780.5171 | 2.8909 | 2.3921 | 0.92337 | 1.9413
|  | 780.754 | 2.932 | 2.3887 | 0.92513 | 1.9507
|  | 780.9908 | 2.9535 | 2.3901 | 0.92369 | 1.9453
|  | 781.2278 | 2.9785 | 2.3903 | 0.92308 | 1.9523
|  | 781.4647 | 2.9527 | 2.3973 | 0.92174 | 1.949
|  | 781.7016 | 2.9356 | 2.4065 | 0.92237 | 1.9572
|  | 781.9385 | 2.9468 | 2.4148 | 0.92093 | 1.9522
|  | 782.1754 | 2.9594 | 2.3904 | 0.92541 | 1.963
|  | 782.4123 | 2.9692 | 2.374 | 0.92764 | 1.9548
|  | 782.6493 | 2.9776 | 2.3735 | 0.92462 | 1.9687
|  | 782.8863 | 2.9464 | 2.3766 | 0.92274 | 1.9596
|  | 783.1232 | 2.9449 | 2.3834 | 0.92233 | 1.9703
|  | 783.3602 | 2.9633 | 2.3988 | 0.92468 | 1.9629
|  | 783.5972 | 2.95 | 2.397 | 0.9239 | 1.972
|  | 783.8342 | 2.9697 | 2.4089 | 0.92604 | 1.965
|  | 784.0712 | 2.9564 | 2.4265 | 0.92709 | 1.974
|  | 784.3082 | 2.9619 | 2.4188 | 0.9307 | 1.9628
|  | 784.5452 | 2.9398 | 2.4008 | 0.92823 | 1.9723
|  | 784.7822 | 2.9007 | 2.3991 | 0.92648 | 1.9633
|  | 785.0193 | 2.9089 | 2.3918 | 0.92502 | 1.9716
|  | 785.2563 | 2.9241 | 2.3672 | 0.9226 | 1.9662
|  | 785.4933 | 2.9276 | 2.3627 | 0.92323 | 1.9736
|  | 785.7304 | 2.9362 | 2.3645 | 0.92051 | 1.9641
|  | 785.9675 | 2.9877 | 2.3605 | 0.92045 | 1.9748
|  | 786.2046 | 3.0199 | 2.3651 | 0.91858 | 1.9681
|  | 786.4416 | 3.0361 | 2.3713 | 0.91794 | 1.9822
|  | 786.6787 | 3.0151 | 2.3836 | 0.92032 | 1.9697
|  | 786.9158 | 2.9975 | 2.3962 | 0.92026 | 1.9831
|  | 787.153 | 2.9929 | 2.3993 | 0.92274 | 1.9777
|  | 787.3901 | 2.983 | 2.3982 | 0.92296 | 1.9856
|  | 787.6272 | 2.9892 | 2.4106 | 0.92254 | 1.9781
|  | 787.8643 | 3.0037 | 2.4015 | 0.92292 | 1.9877
|  | 788.1015 | 3.0175 | 2.4005 | 0.92184 | 1.9783
|  | 788.3386 | 3.0107 | 2.3967 | 0.91981 | 1.9894
|  | 788.5758 | 2.9388 | 2.3917 | 0.92308 | 1.9797
|  | 788.813 | 2.9018 | 2.3867 | 0.92495 | 1.9901
|  | 789.0502 | 2.9295 | 2.391 | 0.9267 | 1.9823
|  | 789.2873 | 2.9354 | 2.3878 | 0.92714 | 1.9949
|  | 789.5245 | 2.9589 | 2.3933 | 0.92623 | 1.9852
|  | 789.7617 | 2.9527 | 2.404 | 0.924 | 1.9954
|  | 789.999 | 2.9208 | 2.4077 | 0.92603 | 1.9872
|  | 790.2361 | 2.9406 | 2.4146 | 0.92329 | 2.0024
|  | 790.4734 | 2.9813 | 2.4208 | 0.92155 | 1.989
|  | 790.7106 | 2.9976 | 2.4153 | 0.92273 | 1.9938
|  | 790.9479 | 2.9861 | 2.4156 | 0.92303 | 1.9912
|  | 791.1851 | 3.0125 | 2.4066 | 0.92053 | 2.0013
|  | 791.4224 | 3.0167 | 2.4064 | 0.92269 | 1.9926
|  | 791.6597 | 2.9861 | 2.4109 | 0.92433 | 2.0011
|  | 791.897 | 2.9689 | 2.423 | 0.9283 | 1.9898
|  | 792.1343 | 2.9365 | 2.4268 | 0.92984 | 2.0006
|  | 792.3716 | 2.9352 | 2.4341 | 0.92939 | 1.9927
|  | 792.6089 | 2.9331 | 2.4196 | 0.92835 | 2.003
|  | 792.8462 | 2.9094 | 2.4172 | 0.92797 | 1.9938
|  | 793.0835 | 2.9386 | 2.423 | 0.92659 | 2.005
|  | 793.3209 | 2.9991 | 2.431 | 0.92754 | 1.9985
|  | 793.5582 | 2.9962 | 2.44 | 0.92771 | 2.0071
|  | 793.7955 | 3.0124 | 2.4481 | 0.92904 | 1.9992
|  | 794.0329 | 3.0104 | 2.4451 | 0.93158 | 2.0098
|  | 794.2703 | 3.0314 | 2.4425 | 0.93282 | 1.9994
|  | 794.5076 | 3.0508 | 2.4353 | 0.93291 | 2.0117
|  | 794.745 | 3.0346 | 2.4298 | 0.93339 | 2.0004
|  | 794.9824 | 3.017 | 2.4209 | 0.93294 | 2.0087
|  | 795.2198 | 3.0086 | 2.4021 | 0.92964 | 1.9986
|  | 795.4572 | 2.9911 | 2.3985 | 0.92861 | 2.01
|  | 795.6946 | 2.963 | 2.4175 | 0.92568 | 2.0039
|  | 795.9321 | 2.9386 | 2.4272 | 0.92458 | 2.0139
|  | 796.1695 | 2.9349 | 2.431 | 0.92446 | 2.0052
|  | 796.4069 | 2.9991 | 2.4158 | 0.92832 | 2.0133
|  | 796.6444 | 3.023 | 2.4174 | 0.92716 | 2.0063
|  | 796.8818 | 2.9773 | 2.4098 | 0.92818 | 2.0176
|  | 797.1193 | 2.9688 | 2.4128 | 0.9253 | 2.0054
|  | 797.3568 | 3.0019 | 2.4113 | 0.92699 | 2.0151
|  | 797.5943 | 2.9998 | 2.4042 | 0.92701 | 2.0079
|  | 797.8318 | 2.9972 | 2.3953 | 0.92823 | 2.0187
|  | 798.0693 | 3.0212 | 2.3978 | 0.92558 | 2.0075
|  | 798.3068 | 3.0177 | 2.4085 | 0.92796 | 2.0173
|  | 798.5443 | 3.0097 | 2.4124 | 0.92576 | 2.0123
|  | 798.7819 | 3.0369 | 2.4126 | 0.9254 | 2.0219
|  | 799.0194 | 3.0494 | 2.414 | 0.9248 | 2.0142
|  | 799.2569 | 3.0417 | 2.407 | 0.92634 | 2.0217
|  | 799.4945 | 3.0532 | 2.4049 | 0.92862 | 2.0166
|  | 799.7321 | 3.0593 | 2.3948 | 0.92676 | 2.0256
|  | 799.9696 | 3.0721 | 2.3993 | 0.92849 | 2.0157
|  | 800.2072 | 3.0673 | 2.4095 | 0.92872 | 2.0262
|  | 800.4448 | 3.0726 | 2.4095 | 0.92891 | 2.0187
|  | 800.6824 | 3.0276 | 2.4077 | 0.931 | 2.0316
|  | 800.92 | 2.9954 | 2.421 | 0.92673 | 2.0232
|  | 801.1576 | 2.9744 | 2.4175 | 0.92428 | 2.0283
|  | 801.3952 | 2.9825 | 2.4232 | 0.92953 | 2.0241
|  | 801.6328 | 2.9835 | 2.418 | 0.92902 | 2.0356
|  | 801.8705 | 2.9367 | 2.4138 | 0.92923 | 2.0268
|  | 802.1081 | 2.9105 | 2.405 | 0.92972 | 2.037
|  | 802.3458 | 2.9293 | 2.4049 | 0.93179 | 2.0257
|  | 802.5834 | 2.9507 | 2.4129 | 0.93527 | 2.0373
|  | 802.8211 | 2.9836 | 2.4228 | 0.93389 | 2.0271
|  | 803.0588 | 2.9899 | 2.4185 | 0.93175 | 2.0365
|  | 803.2965 | 3.0028 | 2.4287 | 0.93408 | 2.0298
|  | 803.5342 | 3.0212 | 2.4312 | 0.93553 | 2.0376
|  | 803.7718 | 3.022 | 2.4325 | 0.93544 | 2.0274
|  | 804.0096 | 3.033 | 2.4261 | 0.93651 | 2.0399
|  | 804.2473 | 3.0186 | 2.4191 | 0.93341 | 2.028
|  | 804.4851 | 2.9888 | 2.4097 | 0.93546 | 2.0393
|  | 804.7228 | 2.9722 | 2.4072 | 0.93592 | 2.0305
|  | 804.9605 | 2.9942 | 2.4182 | 0.93627 | 2.0434
|  | 805.1983 | 3.0154 | 2.431 | 0.93526 | 2.0347
|  | 805.436 | 3.038 | 2.431 | 0.93546 | 2.0461
|  | 805.6738 | 3.0543 | 2.4191 | 0.93536 | 2.0371
|  | 805.9116 | 3.0637 | 2.4221 | 0.93276 | 2.0487
|  | 806.1494 | 3.0481 | 2.4404 | 0.92962 | 2.0403
|  | 806.3872 | 3.0181 | 2.444 | 0.92639 | 2.0516
|  | 806.625 | 3.0598 | 2.4353 | 0.92542 | 2.0412
|  | 806.8628 | 3.0875 | 2.4283 | 0.92687 | 2.0559
|  | 807.1006 | 3.0409 | 2.4302 | 0.92723 | 2.0407
|  | 807.3384 | 3.0464 | 2.4244 | 0.92918 | 2.0552
|  | 807.5763 | 3.053 | 2.4415 | 0.93062 | 2.0493
|  | 807.8142 | 2.992 | 2.4533 | 0.93174 | 2.0574
|  | 808.052 | 2.9527 | 2.4636 | 0.93249 | 2.0499
|  | 808.2899 | 2.9682 | 2.4452 | 0.93299 | 2.0621
|  | 808.5277 | 3.0088 | 2.436 | 0.93289 | 2.0525
|  | 808.7656 | 3.044 | 2.439 | 0.93301 | 2.0634
|  | 809.0035 | 3.027 | 2.4396 | 0.93367 | 2.0532
|  | 809.2414 | 3.0021 | 2.4334 | 0.93036 | 2.0666
|  | 809.4793 | 3.0662 | 2.4429 | 0.92902 | 2.0568
|  | 809.7172 | 3.0903 | 2.4414 | 0.92958 | 2.0677
|  | 809.9551 | 3.0946 | 2.4381 | 0.93016 | 2.0569
|  | 810.193 | 3.0579 | 2.4367 | 0.92867 | 2.0735
|  | 810.431 | 3.0112 | 2.4508 | 0.92973 | 2.0627
|  | 810.6689 | 2.9815 | 2.458 | 0.92881 | 2.0742
|  | 810.9069 | 2.9449 | 2.459 | 0.9308 | 2.065
|  | 811.1448 | 2.954 | 2.4543 | 0.93149 | 2.0811
|  | 811.3828 | 2.9904 | 2.4557 | 0.93145 | 2.0679
|  | 811.6208 | 3.0273 | 2.4473 | 0.93244 | 2.0746
|  | 811.8588 | 3.0335 | 2.451 | 0.9313 | 2.0667
|  | 812.0968 | 3.0377 | 2.4529 | 0.9349 | 2.0792
|  | 812.3348 | 3.0749 | 2.4552 | 0.93781 | 2.0671
|  | 812.5728 | 3.1805 | 2.4583 | 0.93633 | 2.0815
|  | 812.8108 | 3.2284 | 2.4741 | 0.93829 | 2.0716
|  | 813.0489 | 3.2024 | 2.4734 | 0.93963 | 2.0817
|  | 813.2869 | 3.1453 | 2.4673 | 0.93661 | 2.0733
|  | 813.525 | 3.0776 | 2.4603 | 0.9368 | 2.0872
|  | 813.763 | 3.0204 | 2.4558 | 0.93625 | 2.0847
|  | 814.0011 | 3.0412 | 2.4444 | 0.93363 | 2.0767
|  | 814.2391 | 3.0257 | 2.4501 | 0.93209 | 2.0901
|  | 814.4772 | 3.0266 | 2.4583 | 0.93244 | 2.0784
|  | 814.7153 | 3.0082 | 2.4445 | 0.9318 | 2.0923
|  | 814.9534 | 3.0118 | 2.4533 | 0.93254 | 2.0822
|  | 815.1915 | 3.0247 | 2.4588 | 0.93243 | 2.093
|  | 815.4296 | 3.02 | 2.4604 | 0.9355 | 2.0876
|  | 815.6677 | 3.0317 | 2.4611 | 0.93556 | 2.0972
|  | 815.9059 | 3.0006 | 2.4593 | 0.93613 | 2.0863
|  | 816.144 | 3.0046 | 2.4541 | 0.93353 | 2.0985
|  | 816.3821 | 3.0295 | 2.4586 | 0.93232 | 2.0899
|  | 816.6203 | 3.0534 | 2.4532 | 0.93281 | 2.1023
|  | 816.8585 | 3.0574 | 2.4366 | 0.93439 | 2.0925
|  | 817.0966 | 3.0379 | 2.4173 | 0.93521 | 2.1029
|  | 817.3348 | 3.0206 | 2.4196 | 0.93583 | 2.093
|  | 817.573 | 3.0518 | 2.4236 | 0.9379 | 2.1052
|  | 817.8112 | 3.1046 | 2.438 | 0.93463 | 2.098
|  | 818.0494 | 3.1584 | 2.4502 | 0.93211 | 2.1129
|  | 818.2876 | 3.1294 | 2.4535 | 0.93118 | 2.1024
|  | 818.5258 | 3.0664 | 2.4536 | 0.93245 | 2.1152
|  | 818.764 | 3.0118 | 2.4612 | 0.9345 | 2.1002
|  | 819.0023 | 2.9804 | 2.4557 | 0.93357 | 2.1155
|  | 819.2405 | 2.9806 | 2.4679 | 0.93183 | 2.1065
|  | 819.4788 | 3.0183 | 2.4845 | 0.92775 | 2.1189
|  | 819.717 | 3.0629 | 2.4885 | 0.92762 | 2.1087
|  | 819.9553 | 3.0748 | 2.4829 | 0.93009 | 2.1172
|  | 820.1936 | 3.0605 | 2.4804 | 0.93048 | 2.1068
|  | 820.4319 | 3.0478 | 2.4869 | 0.93186 | 2.123
|  | 820.6702 | 3.028 | 2.4871 | 0.93278 | 2.113
|  | 820.9085 | 3.0531 | 2.4651 | 0.93386 | 2.1252
|  | 821.1468 | 3.1138 | 2.4529 | 0.93537 | 2.1154
|  | 821.3851 | 3.1438 | 2.4472 | 0.9361 | 2.1326
|  | 821.6234 | 3.1113 | 2.4575 | 0.93686 | 2.1231
|  | 821.8618 | 3.065 | 2.4755 | 0.93695 | 2.1247
|  | 822.1001 | 3.0448 | 2.4817 | 0.93382 | 2.1189
|  | 822.3384 | 3.04 | 2.4859 | 0.92961 | 2.132
|  | 822.5768 | 3.0369 | 2.4834 | 0.93417 | 2.1187
|  | 822.8152 | 3.0603 | 2.4857 | 0.93152 | 2.1323
|  | 823.0535 | 3.1574 | 2.4817 | 0.93534 | 2.1222
|  | 823.2919 | 3.2181 | 2.4621 | 0.93419 | 2.1326
|  | 823.5303 | 3.2195 | 2.4682 | 0.93513 | 2.122
|  | 823.7687 | 3.1837 | 2.4532 | 0.93863 | 2.1347
|  | 824.0071 | 3.0992 | 2.4632 | 0.93812 | 2.1277
|  | 824.2455 | 3.0057 | 2.4769 | 0.93755 | 2.1366
|  | 824.484 | 3.0069 | 2.4632 | 0.93643 | 2.1274
|  | 824.7224 | 3.0325 | 2.4448 | 0.93676 | 2.1408
|  | 824.9608 | 3.0393 | 2.4406 | 0.93819 | 2.1315
|  | 825.1993 | 3.037 | 2.4337 | 0.93869 | 2.1442
|  | 825.4377 | 3.0265 | 2.4324 | 0.9404 | 2.1339
|  | 825.6762 | 3.0191 | 2.4245 | 0.93627 | 2.1456
|  | 825.9147 | 3.0478 | 2.4401 | 0.9387 | 2.1351
|  | 826.1531 | 3.0974 | 2.4593 | 0.93727 | 2.1488
|  | 826.3916 | 3.1337 | 2.4634 | 0.93457 | 2.1379
|  | 826.6301 | 3.1442 | 2.4492 | 0.93454 | 2.151
|  | 826.8686 | 3.1372 | 2.4573 | 0.93566 | 2.1391
|  | 827.1071 | 3.1388 | 2.4577 | 0.93606 | 2.1503
|  | 827.3456 | 3.1623 | 2.4617 | 0.93339 | 2.1394
|  | 827.5842 | 3.1622 | 2.4585 | 0.93448 | 2.1558
|  | 827.8227 | 3.1096 | 2.4599 | 0.93748 | 2.1398
|  | 828.0613 | 3.0539 | 2.4605 | 0.93947 | 2.1531
|  | 828.2998 | 3.0376 | 2.4672 | 0.94039 | 2.1436
|  | 828.5384 | 3.0748 | 2.4653 | 0.93932 | 2.1546
|  | 828.7769 | 3.1527 | 2.4636 | 0.9422 | 2.145
|  | 829.0155 | 3.1753 | 2.4637 | 0.94208 | 2.1555
|  | 829.2541 | 3.1418 | 2.4811 | 0.93843 | 2.1465
|  | 829.4927 | 3.101 | 2.4866 | 0.94048 | 2.1582
|  | 829.7313 | 3.1123 | 2.4842 | 0.94225 | 2.1455
|  | 829.9699 | 3.1249 | 2.486 | 0.93999 | 2.1575
|  | 830.2085 | 3.1279 | 2.4721 | 0.94152 | 2.1496
|  | 830.4471 | 3.1207 | 2.4498 | 0.94132 | 2.1596
|  | 830.6858 | 3.1274 | 2.4519 | 0.94106 | 2.1494
|  | 830.9244 | 3.085 | 2.4421 | 0.94072 | 2.1606
|  | 831.1631 | 3.0663 | 2.4461 | 0.94207 | 2.1511
|  | 831.4017 | 3.0733 | 2.4476 | 0.94247 | 2.163
|  | 831.6404 | 3.0617 | 2.4586 | 0.9428 | 2.1502
|  | 831.8791 | 3.0545 | 2.4742 | 0.94567 | 2.1704
|  | 832.1177 | 3.0686 | 2.4761 | 0.94223 | 2.1579
|  | 832.3564 | 3.0484 | 2.4634 | 0.94152 | 2.158
|  | 832.5951 | 3.0356 | 2.4649 | 0.93888 | 2.1525
|  | 832.8339 | 3.068 | 2.4606 | 0.93958 | 2.1648
|  | 833.0726 | 3.106 | 2.4619 | 0.93936 | 2.1538
|  | 833.3113 | 3.1038 | 2.4663 | 0.93656 | 2.1649
|  | 833.55 | 3.1133 | 2.463 | 0.93627 | 2.1585
|  | 833.7888 | 3.1373 | 2.4683 | 0.9363 | 2.1681
|  | 834.0275 | 3.0864 | 2.4878 | 0.93906 | 2.1574
|  | 834.2662 | 3.0405 | 2.4886 | 0.93929 | 2.1683
|  | 834.505 | 3.0052 | 2.4884 | 0.93994 | 2.1584
|  | 834.7438 | 3.0114 | 2.4838 | 0.93992 | 2.1726
|  | 834.9825 | 3.0454 | 2.476 | 0.93931 | 2.1585
|  | 835.2213 | 3.079 | 2.473 | 0.94007 | 2.1725
|  | 835.4601 | 3.0984 | 2.4897 | 0.9453 | 2.1564
|  | 835.6989 | 3.1327 | 2.4866 | 0.9418 | 2.1723
|  | 835.9377 | 3.1495 | 2.4909 | 0.94104 | 2.1597
|  | 836.1766 | 3.1522 | 2.4895 | 0.94339 | 2.172
|  | 836.4154 | 3.1144 | 2.4884 | 0.94402 | 2.1611
|  | 836.6542 | 3.0699 | 2.4826 | 0.94425 | 2.1701
|  | 836.8931 | 3.0878 | 2.4991 | 0.94348 | 2.1621
|  | 837.1319 | 3.0885 | 2.4989 | 0.94256 | 2.1737
|  | 837.3708 | 3.1311 | 2.4932 | 0.94184 | 2.1648
|  | 837.6096 | 3.1601 | 2.4824 | 0.94093 | 2.1753
|  | 837.8485 | 3.1645 | 2.4657 | 0.94324 | 2.1651
|  | 838.0874 | 3.1513 | 2.4618 | 0.94617 | 2.1766
|  | 838.3263 | 3.172 | 2.4796 | 0.94333 | 2.166
|  | 838.5652 | 3.1791 | 2.4828 | 0.94293 | 2.1765
|  | 838.8041 | 3.1614 | 2.4938 | 0.9423 | 2.1652
|  | 839.043 | 3.122 | 2.4854 | 0.94118 | 2.1783
|  | 839.2819 | 3.0817 | 2.4795 | 0.94456 | 2.168
|  | 839.5208 | 3.0865 | 2.4737 | 0.94747 | 2.1806
|  | 839.7598 | 3.12 | 2.4803 | 0.94392 | 2.1718
|  | 839.9987 | 3.0998 | 2.4941 | 0.94729 | 2.1815
|  | 840.2377 | 3.0731 | 2.5066 | 0.94828 | 2.1728
|  | 840.4766 | 3.1181 | 2.516 | 0.94859 | 2.1829
|  | 840.7156 | 3.2102 | 2.5143 | 0.94509 | 2.1706
|  | 840.9546 | 3.2298 | 2.509 | 0.94277 | 2.1816
|  | 841.1935 | 3.1865 | 2.5038 | 0.94416 | 2.171
|  | 841.4326 | 3.1439 | 2.492 | 0.94212 | 2.1818
|  | 841.6716 | 3.1095 | 2.4979 | 0.94367 | 2.1716
|  | 841.9106 | 3.1429 | 2.4903 | 0.94552 | 2.1823
|  | 842.1496 | 3.1688 | 2.5002 | 0.94706 | 2.1717
|  | 842.3886 | 3.14 | 2.4976 | 0.94395 | 2.1869
|  | 842.6276 | 3.116 | 2.5013 | 0.94396 | 2.1804
|  | 842.8667 | 3.1098 | 2.4988 | 0.94342 | 2.1801
|  | 843.1057 | 3.0777 | 2.5055 | 0.94379 | 2.1734
|  | 843.3448 | 3.0693 | 2.5202 | 0.94399 | 2.187
|  | 843.5839 | 3.1627 | 2.5286 | 0.94187 | 2.1776
|  | 843.8229 | 3.2006 | 2.5116 | 0.94377 | 2.1879
|  | 844.062 | 3.1719 | 2.5013 | 0.94418 | 2.1831
|  | 844.3011 | 3.1172 | 2.4969 | 0.94212 | 2.189
|  | 844.5402 | 3.1075 | 2.501 | 0.94476 | 2.1856
|  | 844.7793 | 3.1157 | 2.4902 | 0.94272 | 2.1949
|  | 845.0184 | 3.1355 | 2.4982 | 0.9478 | 2.181
|  | 845.2575 | 3.1398 | 2.4997 | 0.94675 | 2.1957
|  | 845.4966 | 3.1357 | 2.5119 | 0.9482 | 2.1846
|  | 845.7358 | 3.1401 | 2.5247 | 0.94553 | 2.1958
|  | 845.9749 | 3.1405 | 2.5245 | 0.94458 | 2.1807
|  | 846.2141 | 3.1327 | 2.5298 | 0.94382 | 2.1924
|  | 846.4532 | 3.1214 | 2.5313 | 0.94023 | 2.1812
|  | 846.6924 | 3.1332 | 2.5284 | 0.93887 | 2.1926
|  | 846.9316 | 3.1181 | 2.5306 | 0.9421 | 2.1814
|  | 847.1707 | 3.1012 | 2.5193 | 0.94004 | 2.1955
|  | 847.4099 | 3.134 | 2.5145 | 0.93846 | 2.1887
|  | 847.6491 | 3.1495 | 2.5065 | 0.9372 | 2.1953
|  | 847.8883 | 3.1303 | 2.5244 | 0.93561 | 2.1878
|  | 848.1276 | 3.11 | 2.5289 | 0.93574 | 2.1991
|  | 848.3668 | 3.0801 | 2.529 | 0.93697 | 2.188
|  | 848.606 | 3.0716 | 2.5319 | 0.94027 | 2.1987
|  | 848.8452 | 3.1353 | 2.54 | 0.9493 | 2.1891
|  | 849.0845 | 3.2107 | 2.5416 | 0.94849 | 2.1984
|  | 849.3237 | 3.2279 | 2.5554 | 0.94979 | 2.1854
|  | 849.563 | 3.2488 | 2.5466 | 0.94865 | 2.2006
|  | 849.8022 | 3.2486 | 2.541 | 0.94905 | 2.1892
|  | 850.0415 | 3.2404 | 2.5378 | 0.94596 | 2.2007
|  | 850.2808 | 3.2177 | 2.5474 | 0.94565 | 2.1895
|  | 850.5201 | 3.1764 | 2.5365 | 0.94144 | 2.1988
|  | 850.7594 | 3.1615 | 2.526 | 0.94206 | 2.1918
|  | 850.9987 | 3.154 | 2.5316 | 0.94119 | 2.2011
|  | 851.238 | 3.1509 | 2.5362 | 0.94091 | 2.1909
|  | 851.4774 | 3.1743 | 2.5337 | 0.94359 | 2.2048
|  | 851.7167 | 3.2482 | 2.5184 | 0.94233 | 2.1953
|  | 851.956 | 3.2771 | 2.5123 | 0.93815 | 2.2055
|  | 852.1954 | 3.2849 | 2.5065 | 0.94227 | 2.1955
|  | 852.4347 | 3.241 | 2.515 | 0.94094 | 2.2063
|  | 852.6741 | 3.2112 | 2.5246 | 0.94218 | 2.1962
|  | 852.9135 | 3.2228 | 2.5298 | 0.94168 | 2.2122
|  | 853.1528 | 3.265 | 2.5319 | 0.94398 | 2.2052
|  | 853.3922 | 3.2824 | 2.5281 | 0.9437 | 2.2027
|  | 853.6316 | 3.2892 | 2.5366 | 0.94434 | 2.2012
|  | 853.871 | 3.2847 | 2.5373 | 0.94452 | 2.2121
|  | 854.1104 | 3.2719 | 2.5369 | 0.94709 | 2.2029
|  | 854.3498 | 3.2136 | 2.5413 | 0.94387 | 2.2157
|  | 854.5892 | 3.1555 | 2.5524 | 0.94267 | 2.2065
|  | 854.8287 | 3.1451 | 2.548 | 0.94433 | 2.2162
|  | 855.0681 | 3.1602 | 2.549 | 0.94458 | 2.2062
|  | 855.3076 | 3.1689 | 2.5419 | 0.94324 | 2.2217
|  | 855.547 | 3.2054 | 2.5483 | 0.94466 | 2.2083
|  | 855.7864 | 3.2776 | 2.5481 | 0.94366 | 2.2197
|  | 856.0259 | 3.2969 | 2.5432 | 0.94671 | 2.2109
|  | 856.2654 | 3.2304 | 2.5353 | 0.94532 | 2.2217
|  | 856.5049 | 3.1529 | 2.53 | 0.94908 | 2.213
|  | 856.7444 | 3.124 | 2.5319 | 0.94843 | 2.222
|  | 856.9839 | 3.1478 | 2.5327 | 0.94797 | 2.2184
|  | 857.2234 | 3.2069 | 2.5331 | 0.94612 | 2.2306
|  | 857.4629 | 3.2552 | 2.5417 | 0.95134 | 2.218
|  | 857.7024 | 3.2694 | 2.5285 | 0.94834 | 2.228
|  | 857.942 | 3.2944 | 2.5353 | 0.95028 | 2.2197
|  | 858.1815 | 3.2694 | 2.5566 | 0.9464 | 2.2293
|  | 858.421 | 3.2295 | 2.555 | 0.94732 | 2.2194
|  | 858.6606 | 3.2029 | 2.5479 | 0.94547 | 2.2306
|  | 858.9002 | 3.2455 | 2.5442 | 0.94905 | 2.2188
|  | 859.1397 | 3.3417 | 2.537 | 0.94486 | 2.2323
|  | 859.3793 | 3.3843 | 2.5354 | 0.94874 | 2.2186
|  | 859.6189 | 3.3587 | 2.5362 | 0.94649 | 2.2341
|  | 859.8585 | 3.3087 | 2.5501 | 0.94698 | 2.2206
|  | 860.0981 | 3.275 | 2.5575 | 0.94583 | 2.2351
|  | 860.3377 | 3.2685 | 2.571 | 0.94791 | 2.2238
|  | 860.5773 | 3.2812 | 2.5746 | 0.94536 | 2.2331
|  | 860.817 | 3.2779 | 2.5802 | 0.9449 | 2.226
|  | 861.0566 | 3.2847 | 2.5825 | 0.94334 | 2.2378
|  | 861.2962 | 3.295 | 2.5801 | 0.94445 | 2.231
|  | 861.5358 | 3.2884 | 2.5724 | 0.9421 | 2.2379
|  | 861.7755 | 3.2653 | 2.573 | 0.94259 | 2.2296
|  | 862.0152 | 3.2473 | 2.5495 | 0.94376 | 2.2425
|  | 862.2548 | 3.2619 | 2.5372 | 0.94536 | 2.2293
|  | 862.4945 | 3.3011 | 2.5213 | 0.94481 | 2.2371
|  | 862.7342 | 3.3111 | 2.5299 | 0.94586 | 2.2326
|  | 862.9739 | 3.2992 | 2.5372 | 0.94653 | 2.2434
|  | 863.2136 | 3.2934 | 2.5466 | 0.95045 | 2.2328
|  | 863.4533 | 3.2698 | 2.554 | 0.94905 | 2.2415
|  | 863.693 | 3.2451 | 2.5501 | 0.95369 | 2.2414
|  | 863.9327 | 3.264 | 2.5467 | 0.95098 | 2.2366
|  | 864.1725 | 3.2764 | 2.5555 | 0.95388 | 2.2356
|  | 864.4122 | 3.2823 | 2.5523 | 0.94944 | 2.248
|  | 864.652 | 3.2451 | 2.5631 | 0.95685 | 2.239
|  | 864.8917 | 3.1994 | 2.5686 | 0.95341 | 2.2485
|  | 865.1315 | 3.2482 | 2.5892 | 0.95422 | 2.2427
|  | 865.3712 | 3.2994 | 2.5955 | 0.95317 | 2.2523
|  | 865.611 | 3.3071 | 2.5988 | 0.94998 | 2.2419
|  | 865.8508 | 3.2559 | 2.601 | 0.95064 | 2.2538
|  | 866.0906 | 3.2353 | 2.6052 | 0.9525 | 2.2388
|  | 866.3304 | 3.2525 | 2.5976 | 0.95251 | 2.2572
|  | 866.5702 | 3.2802 | 2.5912 | 0.95196 | 2.2426
|  | 866.81 | 3.2932 | 2.5811 | 0.95006 | 2.2562
|  | 867.0499 | 3.3072 | 2.5732 | 0.94799 | 2.2467
|  | 867.2897 | 3.31 | 2.5749 | 0.94866 | 2.2581
|  | 867.5295 | 3.2816 | 2.5785 | 0.94766 | 2.2471
|  | 867.7694 | 3.2589 | 2.5788 | 0.94929 | 2.2583
|  | 868.0092 | 3.2598 | 2.5941 | 0.95139 | 2.2501
|  | 868.2491 | 3.2497 | 2.611 | 0.94803 | 2.2611
|  | 868.489 | 3.2522 | 2.6186 | 0.94992 | 2.2513
|  | 868.7288 | 3.2573 | 2.6068 | 0.94537 | 2.2614
|  | 868.9687 | 3.2573 | 2.6115 | 0.94749 | 2.2509
|  | 869.2086 | 3.2813 | 2.5958 | 0.94266 | 2.2661
|  | 869.4485 | 3.3423 | 2.5763 | 0.94419 | 2.2524
|  | 869.6884 | 3.4242 | 2.5685 | 0.94217 | 2.2604
|  | 869.9283 | 3.425 | 2.5718 | 0.94206 | 2.2526
|  | 870.1682 | 3.3513 | 2.5795 | 0.93997 | 2.2622
|  | 870.4081 | 3.3274 | 2.5925 | 0.9427 | 2.2506
|  | 870.6481 | 3.3433 | 2.5842 | 0.93896 | 2.2616
|  | 870.888 | 3.3382 | 2.5893 | 0.94167 | 2.2532
|  | 871.128 | 3.338 | 2.5876 | 0.94007 | 2.2639
|  | 871.3679 | 3.383 | 2.597 | 0.93942 | 2.257
|  | 871.6079 | 3.399 | 2.5907 | 0.94061 | 2.2684
|  | 871.8479 | 3.3655 | 2.5943 | 0.94161 | 2.2612
|  | 872.0878 | 3.3126 | 2.5763 | 0.94258 | 2.2721
|  | 872.3278 | 3.2906 | 2.579 | 0.94438 | 2.2601
|  | 872.5679 | 3.3122 | 2.5885 | 0.94318 | 2.2721
|  | 872.8079 | 3.3434 | 2.6051 | 0.94174 | 2.2614
|  | 873.0479 | 3.3455 | 2.5974 | 0.94366 | 2.2736
|  | 873.2879 | 3.3385 | 2.589 | 0.94234 | 2.2599
|  | 873.5279 | 3.3321 | 2.5792 | 0.94229 | 2.2765
|  | 873.7679 | 3.3457 | 2.5846 | 0.94388 | 2.2657
|  | 874.008 | 3.3893 | 2.5921 | 0.94218 | 2.2783
|  | 874.2481 | 3.4018 | 2.6028 | 0.94341 | 2.2753
|  | 874.4881 | 3.4074 | 2.6107 | 0.9451 | 2.2778
|  | 874.7282 | 3.4148 | 2.6169 | 0.94529 | 2.2713
|  | 874.9682 | 3.3411 | 2.6146 | 0.94285 | 2.2728
|  | 875.2083 | 3.2903 | 2.6021 | 0.94209 | 2.284
|  | 875.4484 | 3.2868 | 2.5996 | 0.94785 | 2.2754
|  | 875.6885 | 3.318 | 2.5899 | 0.94499 | 2.2894
|  | 875.9286 | 3.3665 | 2.5998 | 0.94426 | 2.2774
|  | 876.1687 | 3.4063 | 2.5874 | 0.94504 | 2.2899
|  | 876.4088 | 3.3907 | 2.5842 | 0.94504 | 2.2783
|  | 876.6489 | 3.3573 | 2.5719 | 0.94534 | 2.289
|  | 876.889 | 3.4074 | 2.5741 | 0.94551 | 2.2764
|  | 877.1292 | 3.4266 | 2.5804 | 0.94205 | 2.2896
|  | 877.3693 | 3.4446 | 2.5886 | 0.94479 | 2.2759
|  | 877.6095 | 3.4658 | 2.5903 | 0.94507 | 2.2904
|  | 877.8497 | 3.4373 | 2.5924 | 0.94244 | 2.2837
|  | 878.0898 | 3.364 | 2.589 | 0.94336 | 2.2944
|  | 878.33 | 3.3429 | 2.6016 | 0.94435 | 2.2831
|  | 878.5702 | 3.3768 | 2.6094 | 0.94352 | 2.2986
|  | 878.8104 | 3.4136 | 2.6235 | 0.94739 | 2.2856
|  | 879.0506 | 3.4175 | 2.6282 | 0.94273 | 2.2972
|  | 879.2908 | 3.4199 | 2.6275 | 0.94586 | 2.282
|  | 879.531 | 3.4466 | 2.6162 | 0.94531 | 2.2965
|  | 879.7712 | 3.4771 | 2.6212 | 0.9449 | 2.2831
|  | 880.0114 | 3.4496 | 2.6256 | 0.94198 | 2.2943
|  | 880.2517 | 3.4096 | 2.6341 | 0.94276 | 2.2803
|  | 880.4919 | 3.421 | 2.6371 | 0.94239 | 2.2957
|  | 880.7322 | 3.4877 | 2.6337 | 0.9425 | 2.2863
|  | 880.9724 | 3.5306 | 2.6208 | 0.94381 | 2.2926
|  | 881.2127 | 3.5161 | 2.6228 | 0.94556 | 2.2838
|  | 881.4529 | 3.4827 | 2.618 | 0.94487 | 2.2952
|  | 881.6932 | 3.489 | 2.6207 | 0.94723 | 2.2878
|  | 881.9335 | 3.5057 | 2.6098 | 0.94816 | 2.3059
|  | 882.1738 | 3.4742 | 2.6168 | 0.95069 | 2.286
|  | 882.4141 | 3.4441 | 2.627 | 0.94859 | 2.3044
|  | 882.6544 | 3.4441 | 2.6509 | 0.95071 | 2.2927
|  | 882.8948 | 3.458 | 2.6557 | 0.95121 | 2.3031
|  | 883.1351 | 3.4142 | 2.6626 | 0.95287 | 2.2921
|  | 883.3754 | 3.3757 | 2.6607 | 0.95077 | 2.3052
|  | 883.6158 | 3.4279 | 2.6573 | 0.94915 | 2.2951
|  | 883.8561 | 3.4683 | 2.6422 | 0.94964 | 2.3098
|  | 884.0964 | 3.4997 | 2.6368 | 0.94878 | 2.2963
|  | 884.3368 | 3.5614 | 2.6261 | 0.94808 | 2.3045
|  | 884.5772 | 3.5852 | 2.6167 | 0.95309 | 2.3041
|  | 884.8176 | 3.5218 | 2.6266 | 0.94853 | 2.2999
|  | 885.0579 | 3.4764 | 2.6487 | 0.9506 | 2.296
|  | 885.2983 | 3.4855 | 2.6423 | 0.94778 | 2.3085
|  | 885.5388 | 3.5188 | 2.6466 | 0.94943 | 2.2995
|  | 885.7792 | 3.5383 | 2.6532 | 0.94732 | 2.3144
|  | 886.0195 | 3.5442 | 2.6574 | 0.95042 | 2.3012
|  | 886.26 | 3.531 | 2.6597 | 0.95649 | 2.316
|  | 886.5004 | 3.4922 | 2.6665 | 0.95707 | 2.3075
|  | 886.7408 | 3.4552 | 2.6695 | 0.95477 | 2.317
|  | 886.9813 | 3.457 | 2.6756 | 0.95586 | 2.3051
|  | 887.2217 | 3.4833 | 2.6569 | 0.95697 | 2.3206
|  | 887.4622 | 3.4939 | 2.6562 | 0.95939 | 2.3076
|  | 887.7026 | 3.4708 | 2.6463 | 0.95662 | 2.3207
|  | 887.9431 | 3.4929 | 2.6444 | 0.96215 | 2.3068
|  | 888.1836 | 3.5332 | 2.6389 | 0.95702 | 2.3206
|  | 888.4241 | 3.5376 | 2.6578 | 0.96205 | 2.305
|  | 888.6646 | 3.5287 | 2.6643 | 0.95803 | 2.3226
|  | 888.9051 | 3.5542 | 2.685 | 0.95668 | 2.3115
|  | 889.1456 | 3.6023 | 2.6894 | 0.95783 | 2.3241
|  | 889.3861 | 3.5962 | 2.7 | 0.95731 | 2.3122
|  | 889.6267 | 3.5767 | 2.6894 | 0.95953 | 2.3265
|  | 889.8672 | 3.5455 | 2.6883 | 0.96276 | 2.3119
|  | 890.1077 | 3.5082 | 2.6871 | 0.96086 | 2.3279
|  | 890.3483 | 3.4787 | 2.6981 | 0.96446 | 2.316
|  | 890.5888 | 3.4669 | 2.7037 | 0.96073 | 2.3305
|  | 890.8293 | 3.493 | 2.7035 | 0.96 | 2.3153
|  | 891.0699 | 3.5503 | 2.7009 | 0.95818 | 2.3281
|  | 891.3105 | 3.5797 | 2.6985 | 0.955 | 2.3185
|  | 891.5511 | 3.5697 | 2.6884 | 0.95717 | 2.3317
|  | 891.7917 | 3.6033 | 2.6854 | 0.95648 | 2.319
|  | 892.0323 | 3.6211 | 2.6858 | 0.95677 | 2.3336
|  | 892.2729 | 3.5838 | 2.6964 | 0.9602 | 2.3192
|  | 892.5135 | 3.5185 | 2.6914 | 0.96092 | 2.3357
|  | 892.7541 | 3.4646 | 2.7039 | 0.96321 | 2.3209
|  | 892.9947 | 3.4551 | 2.7034 | 0.95991 | 2.3347
|  | 893.2354 | 3.4575 | 2.7139 | 0.96158 | 2.3262
|  | 893.476 | 3.4643 | 2.7189 | 0.9589 | 2.3346
|  | 893.7167 | 3.5347 | 2.7336 | 0.96094 | 2.3241
|  | 893.9573 | 3.6001 | 2.7479 | 0.95827 | 2.3353
|  | 894.198 | 3.6239 | 2.7549 | 0.96016 | 2.3285
|  | 894.4387 | 3.652 | 2.7276 | 0.95888 | 2.3415
|  | 894.6793 | 3.6751 | 2.6997 | 0.95988 | 2.3287
|  | 894.92 | 3.7112 | 2.686 | 0.95988 | 2.3419
|  | 895.1607 | 3.7272 | 2.7014 | 0.96184 | 2.3401
|  | 895.4014 | 3.6571 | 2.693 | 0.96066 | 2.3357
|  | 895.6421 | 3.5846 | 2.717 | 0.96129 | 2.3358
|  | 895.8828 | 3.5413 | 2.7081 | 0.96058 | 2.3486
|  | 896.1235 | 3.5478 | 2.7109 | 0.96285 | 2.3313
|  | 896.3643 | 3.5653 | 2.7043 | 0.96892 | 2.3515
|  | 896.605 | 3.5589 | 2.7245 | 0.96478 | 2.3369
|  | 896.8457 | 3.5547 | 2.7191 | 0.96594 | 2.3522
|  | 897.0865 | 3.5562 | 2.7299 | 0.96341 | 2.3414
|  | 897.3272 | 3.6129 | 2.7246 | 0.96103 | 2.3559
|  | 897.568 | 3.6939 | 2.7357 | 0.96323 | 2.3438
|  | 897.8088 | 3.7243 | 2.7296 | 0.96025 | 2.3557
|  | 898.0496 | 3.696 | 2.7366 | 0.96111 | 2.3433
|  | 898.2903 | 3.6461 | 2.7319 | 0.95682 | 2.3586
|  | 898.5311 | 3.589 | 2.7372 | 0.96255 | 2.3459
|  | 898.7719 | 3.5827 | 2.7355 | 0.96038 | 2.3573
|  | 899.0128 | 3.6183 | 2.7332 | 0.96006 | 2.3473
|  | 899.2535 | 3.6777 | 2.7241 | 0.95819 | 2.3585
|  | 899.4944 | 3.707 | 2.7297 | 0.95611 | 2.3441
|  | 899.7352 | 3.6979 | 2.7292 | 0.96052 | 2.3586
|  | 899.976 | 3.7255 | 2.7454 | 0.96116 | 2.3458
|  | 900.2169 | 3.7464 | 2.7585 | 0.95542 | 2.3558
|  | 900.4577 | 3.7264 | 2.7806 | 0.95824 | 2.3457
|  | 900.6986 | 3.7192 | 2.7748 | 0.95952 | 2.3618
|  | 900.9394 | 3.7343 | 2.7883 | 0.96204 | 2.351
|  | 901.1803 | 3.756 | 2.7608 | 0.96242 | 2.3611
|  | 901.4212 | 3.7535 | 2.7695 | 0.96405 | 2.3453
|  | 901.6621 | 3.7624 | 2.7629 | 0.96093 | 2.3647
|  | 901.903 | 3.7799 | 2.7771 | 0.9625 | 2.3536
|  | 902.1439 | 3.783 | 2.7701 | 0.96268 | 2.3672
|  | 902.3848 | 3.7594 | 2.7909 | 0.96045 | 2.3541
|  | 902.6257 | 3.7412 | 2.786 | 0.95651 | 2.3642
|  | 902.8666 | 3.7391 | 2.7961 | 0.95289 | 2.3558
|  | 903.1075 | 3.7798 | 2.785 | 0.95076 | 2.3692
|  | 903.3485 | 3.7929 | 2.804 | 0.95434 | 2.3554
|  | 903.5894 | 3.7645 | 2.814 | 0.95419 | 2.369
|  | 903.8304 | 3.6963 | 2.8169 | 0.95975 | 2.356
|  | 904.0714 | 3.6607 | 2.8053 | 0.95778 | 2.3736
|  | 904.3123 | 3.6609 | 2.8059 | 0.96026 | 2.3624
|  | 904.5533 | 3.6359 | 2.816 | 0.9599 | 2.3713
|  | 904.7943 | 3.6291 | 2.8359 | 0.96195 | 2.3592
|  | 905.0352 | 3.6695 | 2.8192 | 0.96246 | 2.3752
|  | 905.2763 | 3.7162 | 2.8197 | 0.96461 | 2.3624
|  | 905.5172 | 3.7282 | 2.8145 | 0.95975 | 2.3735
|  | 905.7582 | 3.7384 | 2.8288 | 0.96185 | 2.3762
|  | 905.9993 | 3.7695 | 2.8246 | 0.9606 | 2.3736
|  | 906.2403 | 3.8284 | 2.8431 | 0.96337 | 2.3697
|  | 906.4813 | 3.8248 | 2.8432 | 0.96899 | 2.3806
|  | 906.7224 | 3.8289 | 2.8455 | 0.96882 | 2.3679
|  | 906.9634 | 3.8271 | 2.8111 | 0.97141 | 2.3822
|  | 907.2044 | 3.8155 | 2.8112 | 0.97458 | 2.3714
|  | 907.4455 | 3.7997 | 2.8126 | 0.97346 | 2.3893
|  | 907.6865 | 3.7777 | 2.8226 | 0.97345 | 2.3761
|  | 907.9276 | 3.7875 | 2.836 | 0.97116 | 2.3968
|  | 908.1687 | 3.8215 | 2.8472 | 0.97457 | 2.3759
|  | 908.4098 | 3.87 | 2.8413 | 0.96808 | 2.3895
|  | 908.6509 | 3.8905 | 2.8584 | 0.9667 | 2.3814
|  | 908.892 | 3.9034 | 2.8487 | 0.96653 | 2.3986
|  | 909.1331 | 3.9049 | 2.8587 | 0.96537 | 2.388
|  | 909.3742 | 3.911 | 2.8493 | 0.96386 | 2.4004
|  | 909.6153 | 3.8868 | 2.8546 | 0.96474 | 2.3831
|  | 909.8564 | 3.8574 | 2.8448 | 0.96561 | 2.4
|  | 910.0976 | 3.903 | 2.858 | 0.96777 | 2.385
|  | 910.3388 | 3.9655 | 2.8451 | 0.96308 | 2.3991
|  | 910.5799 | 3.9931 | 2.8578 | 0.96747 | 2.387
|  | 910.821 | 4.0013 | 2.8563 | 0.96222 | 2.3996
|  | 911.0622 | 3.9963 | 2.8715 | 0.96507 | 2.3864
|  | 911.3033 | 3.979 | 2.8837 | 0.96199 | 2.3982
|  | 911.5446 | 3.991 | 2.8993 | 0.96552 | 2.3877
|  | 911.7857 | 3.9709 | 2.8721 | 0.96477 | 2.4026
|  | 912.0269 | 3.9479 | 2.8816 | 0.96514 | 2.3866
|  | 912.2681 | 3.9465 | 2.8754 | 0.96478 | 2.4033
|  | 912.5093 | 3.9611 | 2.8837 | 0.96646 | 2.3903
|  | 912.7505 | 3.9408 | 2.8728 | 0.96812 | 2.4066
|  | 912.9918 | 3.9329 | 2.885 | 0.97036 | 2.3923
|  | 913.233 | 3.9403 | 2.8825 | 0.96842 | 2.4044
|  | 913.4742 | 3.9843 | 2.9043 | 0.97346 | 2.3952
|  | 913.7155 | 3.9659 | 2.9044 | 0.97227 | 2.413
|  | 913.9567 | 3.9108 | 2.9239 | 0.9712 | 2.3979
|  | 914.1979 | 3.897 | 2.9195 | 0.96743 | 2.4107
|  | 914.4392 | 3.9483 | 2.9227 | 0.9702 | 2.3963
|  | 914.6805 | 3.9438 | 2.9101 | 0.96263 | 2.4127
|  | 914.9217 | 3.9392 | 2.9225 | 0.96833 | 2.4048
|  | 915.163 | 3.9516 | 2.9012 | 0.96949 | 2.4191
|  | 915.4044 | 4.0222 | 2.9086 | 0.97093 | 2.4052
|  | 915.6456 | 4.0806 | 2.9039 | 0.97095 | 2.4168
|  | 915.887 | 4.1329 | 2.9337 | 0.97353 | 2.4043
|  | 916.1282 | 4.1246 | 2.9287 | 0.97632 | 2.4183
|  | 916.3696 | 4.131 | 2.9408 | 0.98043 | 2.418
|  | 916.6109 | 4.1464 | 2.9197 | 0.97812 | 2.4106
|  | 916.8522 | 4.1613 | 2.9353 | 0.98087 | 2.4089
|  | 917.0936 | 4.1566 | 2.9203 | 0.97886 | 2.4216
|  | 917.3349 | 4.1645 | 2.9364 | 0.9856 | 2.4085
|  | 917.5762 | 4.1765 | 2.9394 | 0.98658 | 2.4227
|  | 917.8176 | 4.2389 | 2.9456 | 0.98343 | 2.4114
|  | 918.059 | 4.2447 | 2.9488 | 0.98314 | 2.4275
|  | 918.3003 | 4.2311 | 2.9664 | 0.98371 | 2.416
|  | 918.5417 | 4.1844 | 2.9552 | 0.97624 | 2.4239
|  | 918.7831 | 4.1753 | 2.9563 | 0.97654 | 2.4168
|  | 919.0245 | 4.1794 | 2.9457 | 0.97671 | 2.4312
|  | 919.2659 | 4.2372 | 2.9527 | 0.9744 | 2.4162
|  | 919.5073 | 4.2762 | 2.9479 | 0.96887 | 2.4304
|  | 919.7488 | 4.3442 | 2.9682 | 0.96902 | 2.4169
|  | 919.9902 | 4.4016 | 2.9608 | 0.97127 | 2.4338
|  | 920.2316 | 4.403 | 2.981 | 0.97385 | 2.4238
|  | 920.473 | 4.353 | 2.9824 | 0.97529 | 2.4373
|  | 920.7145 | 4.3197 | 2.9902 | 0.97543 | 2.4241
|  | 920.9559 | 4.3087 | 2.9713 | 0.97691 | 2.4412
|  | 921.1974 | 4.3292 | 2.9899 | 0.98181 | 2.4271
|  | 921.4388 | 4.2902 | 2.9854 | 0.98388 | 2.4423
|  | 921.6803 | 4.2881 | 3.0217 | 0.98516 | 2.4339
|  | 921.9218 | 4.2535 | 2.9964 | 0.99021 | 2.4465
|  | 922.1633 | 4.2548 | 3.0129 | 0.98795 | 2.4331
|  | 922.4048 | 4.2807 | 2.9963 | 0.98567 | 2.4451
|  | 922.6463 | 4.3445 | 3.0065 | 0.98654 | 2.4346
|  | 922.8878 | 4.3855 | 2.9919 | 0.98421 | 2.4488
|  | 923.1293 | 4.4346 | 3.0139 | 0.98419 | 2.4328
|  | 923.3708 | 4.4458 | 2.9883 | 0.97929 | 2.4501
|  | 923.6124 | 4.4722 | 3.0218 | 0.98309 | 2.434
|  | 923.8539 | 4.4154 | 3.0076 | 0.98439 | 2.449
|  | 924.0954 | 4.3296 | 3.0254 | 0.98377 | 2.4358
|  | 924.337 | 4.2766 | 3.0007 | 0.98202 | 2.4503
|  | 924.5785 | 4.2934 | 3.0089 | 0.98102 | 2.4432
|  | 924.8201 | 4.3251 | 2.9946 | 0.97827 | 2.4511
|  | 925.0616 | 4.4049 | 3.0237 | 0.97841 | 2.4402
|  | 925.3032 | 4.4317 | 3.0062 | 0.9811 | 2.4567
|  | 925.5448 | 4.5048 | 3.0222 | 0.98521 | 2.4395
|  | 925.7864 | 4.4879 | 3.0088 | 0.98354 | 2.4553
|  | 926.028 | 4.4941 | 3.002 | 0.98839 | 2.4395
|  | 926.2696 | 4.4506 | 2.9834 | 0.98547 | 2.4561
|  | 926.5112 | 4.4687 | 3.0027 | 0.99134 | 2.4406
|  | 926.7528 | 4.496 | 2.9967 | 0.98539 | 2.4512
|  | 926.9945 | 4.5728 | 3.0313 | 0.9895 | 2.4545
|  | 927.2361 | 4.5628 | 3.0241 | 0.99006 | 2.4478
|  | 927.4777 | 4.6319 | 3.0647 | 0.9911 | 2.4441
|  | 927.7194 | 4.6496 | 3.0578 | 0.99332 | 2.4658
|  | 927.961 | 4.7138 | 3.0804 | 0.99889 | 2.4498
|  | 928.2026 | 4.6888 | 3.0472 | 0.99477 | 2.4632
|  | 928.4443 | 4.7176 | 3.0772 | 0.99528 | 2.4522
|  | 928.686 | 4.6931 | 3.0514 | 0.99318 | 2.4658
|  | 928.9277 | 4.7429 | 3.0837 | 0.99428 | 2.4543
|  | 929.1694 | 4.7077 | 3.0585 | 0.98973 | 2.4683
|  | 929.411 | 4.7423 | 3.0856 | 0.99296 | 2.4531
|  | 929.6527 | 4.7023 | 3.0617 | 0.99024 | 2.4723
|  | 929.8944 | 4.7675 | 3.11 | 0.99746 | 2.4597
|  | 930.1362 | 4.7556 | 3.1001 | 0.9932 | 2.4673
|  | 930.3779 | 4.8153 | 3.1558 | 0.99508 | 2.4529
|  | 930.6196 | 4.7853 | 3.1543 | 0.99133 | 2.4739
|  | 930.8613 | 4.854 | 3.1818 | 0.99029 | 2.4584
|  | 931.1031 | 4.8164 | 3.1591 | 0.98598 | 2.4804
|  | 931.3448 | 4.8051 | 3.1822 | 0.98938 | 2.4631
|  | 931.5865 | 4.744 | 3.153 | 0.98353 | 2.4817
|  | 931.8283 | 4.8062 | 3.1711 | 0.98529 | 2.4656
|  | 932.0701 | 4.7763 | 3.1194 | 0.9863 | 2.4834
|  | 932.3119 | 4.8175 | 3.144 | 0.98829 | 2.4653
|  | 932.5536 | 4.7794 | 3.1247 | 0.98941 | 2.4879
|  | 932.7954 | 4.8511 | 3.1485 | 0.99251 | 2.4677
|  | 933.0372 | 4.8549 | 3.1247 | 0.99418 | 2.4844
|  | 933.279 | 4.9388 | 3.1578 | 0.99161 | 2.4691
|  | 933.5208 | 4.8878 | 3.1338 | 0.99131 | 2.488
|  | 933.7626 | 4.9236 | 3.1682 | 0.99669 | 2.4751
|  | 934.0045 | 4.887 | 3.137 | 0.99854 | 2.4874
|  | 934.2463 | 4.972 | 3.1893 | 1.0007 | 2.4712
|  | 934.4881 | 4.9358 | 3.1812 | 0.9972 | 2.4907
|  | 934.73 | 4.9989 | 3.2278 | 1.0005 | 2.4707
|  | 934.9718 | 4.9372 | 3.2087 | 0.99842 | 2.4907
|  | 935.2137 | 4.9923 | 3.2418 | 0.99678 | 2.4746
|  | 935.4555 | 4.9697 | 3.2041 | 1.0005 | 2.4878
|  | 935.6974 | 5.0918 | 3.2439 | 1.0014 | 2.4803
|  | 935.9393 | 5.0719 | 3.2221 | 1.0047 | 2.4986
|  | 936.1812 | 5.1815 | 3.2538 | 0.99975 | 2.4805
|  | 936.423 | 5.1463 | 3.2187 | 0.99996 | 2.5023
|  | 936.6649 | 5.1432 | 3.2212 | 1.0002 | 2.5048
|  | 936.9069 | 5.1746 | 3.254 | 1.0005 | 2.4891
|  | 937.1487 | 5.1239 | 3.2221 | 1.0031 | 2.4999
|  | 937.3907 | 5.2398 | 3.2587 | 1.0034 | 2.498
|  | 937.6326 | 5.1937 | 3.2193 | 1.0089 | 2.4932
|  | 937.8745 | 5.2979 | 3.2629 | 1.0059 | 2.494
|  | 938.1165 | 5.2761 | 3.234 | 1.0054 | 2.5094
|  | 938.3584 | 5.3877 | 3.2878 | 1.0078 | 2.4952
|  | 938.6003 | 5.3022 | 3.2562 | 1.0036 | 2.5128
|  | 938.8423 | 5.3658 | 3.2811 | 1.0082 | 2.492
|  | 939.0842 | 5.2784 | 3.2462 | 1.0072 | 2.5123
|  | 939.3262 | 5.3394 | 3.2766 | 1.0064 | 2.494
|  | 939.5682 | 5.2639 | 3.2141 | 1.009 | 2.518
|  | 939.8102 | 5.3974 | 3.2631 | 1.0098 | 2.4987
|  | 940.0522 | 5.3241 | 3.2425 | 1.0087 | 2.5135
|  | 940.2942 | 5.4595 | 3.3056 | 1.0094 | 2.502
|  | 940.5362 | 5.3801 | 3.2708 | 1.0104 | 2.5174
|  | 940.7782 | 5.4734 | 3.3004 | 1.0101 | 2.5019
|  | 941.0202 | 5.3804 | 3.262 | 1.001 | 2.5168
|  | 941.2622 | 5.5049 | 3.3153 | 1.0064 | 2.5036
|  | 941.5043 | 5.4251 | 3.2677 | 1.0004 | 2.5205
|  | 941.7463 | 5.5452 | 3.309 | 1.009 | 2.5076
|  | 941.9883 | 5.4405 | 3.2574 | 1.0062 | 2.5279
|  | 942.2304 | 5.5336 | 3.3251 | 1.0155 | 2.5089
|  | 942.4724 | 5.3903 | 3.2854 | 1.0096 | 2.5217
|  | 942.7145 | 5.493 | 3.3348 | 1.0085 | 2.5113
|  | 942.9565 | 5.3673 | 3.2634 | 1.006 | 2.5248
|  | 943.1986 | 5.503 | 3.317 | 1.0089 | 2.5137
|  | 943.4407 | 5.3927 | 3.2745 | 1.0084 | 2.5296
|  | 943.6828 | 5.5252 | 3.3416 | 1.0113 | 2.5094
|  | 943.9249 | 5.4025 | 3.3091 | 1.0114 | 2.5322
|  | 944.167 | 5.5153 | 3.3713 | 1.0233 | 2.5166
|  | 944.4091 | 5.3693 | 3.3201 | 1.0185 | 2.532
|  | 944.6513 | 5.5434 | 3.3819 | 1.0207 | 2.521
|  | 944.8934 | 5.4115 | 3.3141 | 1.0177 | 2.5367
|  | 945.1355 | 5.601 | 3.3745 | 1.0242 | 2.5206
|  | 945.3776 | 5.4636 | 3.3129 | 1.011 | 2.5415
|  | 945.6197 | 5.6122 | 3.3896 | 1.0176 | 2.5264
|  | 945.8619 | 5.4302 | 3.3225 | 1.0104 | 2.5385
|  | 946.1041 | 5.6092 | 3.3781 | 1.0096 | 2.5242
|  | 946.3463 | 5.4645 | 3.2984 | 1.0095 | 2.5415
|  | 946.5884 | 5.6088 | 3.3777 | 1.0109 | 2.528
|  | 946.8306 | 5.4362 | 3.325 | 1.0097 | 2.5433
|  | 947.0728 | 5.5801 | 3.3772 | 1.0097 | 2.5322
|  | 947.3149 | 5.3924 | 3.3159 | 1.0138 | 2.5475
|  | 947.5571 | 5.531 | 3.378 | 1.0218 | 2.5312
|  | 947.7993 | 5.3732 | 3.313 | 1.012 | 2.5417
|  | 948.0416 | 5.5681 | 3.3834 | 1.0126 | 2.5349
|  | 948.2838 | 5.3822 | 3.3133 | 1.0113 | 2.5307
|  | 948.526 | 5.5268 | 3.3944 | 1.012 | 2.5285
|  | 948.7682 | 5.3312 | 3.3213 | 1.0106 | 2.5481
|  | 949.0104 | 5.5071 | 3.4051 | 1.0213 | 2.53
|  | 949.2527 | 5.3302 | 3.3255 | 1.0171 | 2.5485
|  | 949.4949 | 5.5262 | 3.4168 | 1.0187 | 2.5328
|  | 949.7372 | 5.3466 | 3.3637 | 1.0143 | 2.549
|  | 949.9794 | 5.5504 | 3.4812 | 1.0196 | 2.537
|  | 950.2217 | 5.3502 | 3.3826 | 1.0133 | 2.5527
|  | 950.464 | 5.5444 | 3.472 | 1.0204 | 2.5361
|  | 950.7063 | 5.3236 | 3.3477 | 1.0148 | 2.5558
|  | 950.9485 | 5.5128 | 3.4848 | 1.0191 | 2.5411
|  | 951.1909 | 5.3047 | 3.3914 | 1.0145 | 2.5586
|  | 951.4332 | 5.4832 | 3.4838 | 1.0223 | 2.5423
|  | 951.6755 | 5.2621 | 3.3901 | 1.0177 | 2.561
|  | 951.9178 | 5.4457 | 3.46 | 1.0187 | 2.5463
|  | 952.1601 | 5.2206 | 3.3633 | 1.02 | 2.5652
|  | 952.4024 | 5.382 | 3.4564 | 1.0191 | 2.5467
|  | 952.6448 | 5.1766 | 3.3607 | 1.0181 | 2.566
|  | 952.8871 | 5.3573 | 3.4827 | 1.0191 | 2.5541
|  | 953.1295 | 5.1007 | 3.3904 | 1.0122 | 2.5673
|  | 953.3718 | 5.2893 | 3.4886 | 1.0177 | 2.5589
|  | 953.6141 | 5.0653 | 3.3985 | 1.0205 | 2.5685
|  | 953.8565 | 5.2772 | 3.5058 | 1.025 | 2.5572
|  | 954.0989 | 5.0665 | 3.3937 | 1.0299 | 2.5668
|  | 954.3413 | 5.2453 | 3.509 | 1.0253 | 2.5571
|  | 954.5837 | 5.029 | 3.4191 | 1.0294 | 2.5786
|  | 954.8261 | 5.2025 | 3.5419 | 1.0284 | 2.5609
|  | 955.0685 | 4.9701 | 3.4317 | 1.0245 | 2.5795
|  | 955.3108 | 5.1727 | 3.5325 | 1.0292 | 2.5588
|  | 955.5533 | 4.954 | 3.4278 | 1.0254 | 2.5767
|  | 955.7957 | 5.1231 | 3.5476 | 1.0269 | 2.5632
|  | 956.0381 | 4.8851 | 3.4342 | 1.0332 | 2.5805
|  | 956.2805 | 5.0402 | 3.5162 | 1.0353 | 2.5634
|  | 956.523 | 4.7905 | 3.4106 | 1.0373 | 2.5825
|  | 956.7654 | 4.9952 | 3.5455 | 1.0347 | 2.5689
|  | 957.0079 | 4.7702 | 3.4058 | 1.0357 | 2.5843
|  | 957.2504 | 4.9449 | 3.544 | 1.0353 | 2.5675
|  | 957.4928 | 4.7184 | 3.3908 | 1.0382 | 2.5899
|  | 957.7353 | 4.9248 | 3.5087 | 1.0337 | 2.5708
|  | 957.9777 | 4.6848 | 3.391 | 1.0346 | 2.5868
|  | 958.2202 | 4.8977 | 3.5192 | 1.0301 | 2.5727
|  | 958.4627 | 4.6641 | 3.3839 | 1.0256 | 2.5867
|  | 958.7052 | 4.8415 | 3.5282 | 1.0359 | 2.5873
|  | 958.9477 | 4.6064 | 3.381 | 1.0276 | 2.5757
|  | 959.1902 | 4.8453 | 3.5264 | 1.0331 | 2.5722
|  | 959.4327 | 4.6173 | 3.4003 | 1.0323 | 2.5983
|  | 959.6753 | 4.7889 | 3.5426 | 1.0312 | 2.5809
|  | 959.9178 | 4.5759 | 3.4268 | 1.0263 | 2.5962
|  | 960.1603 | 4.7757 | 3.5416 | 1.0368 | 2.5866
|  | 960.4029 | 4.5487 | 3.4244 | 1.0271 | 2.6053
|  | 960.6454 | 4.7586 | 3.5268 | 1.0306 | 2.5885
|  | 960.888 | 4.4998 | 3.3995 | 1.0227 | 2.6105
|  | 961.1305 | 4.6465 | 3.504 | 1.0302 | 2.5883
|  | 961.3731 | 4.3695 | 3.3381 | 1.0308 | 2.6082
|  | 961.6157 | 4.572 | 3.4863 | 1.031 | 2.5901
|  | 961.8583 | 4.3121 | 3.3159 | 1.032 | 2.6043
|  | 962.1008 | 4.4874 | 3.4669 | 1.0323 | 2.5906
|  | 962.3434 | 4.2415 | 3.3207 | 1.0376 | 2.6072
|  | 962.5861 | 4.4189 | 3.4663 | 1.039 | 2.5914
|  | 962.8287 | 4.1696 | 3.3311 | 1.0291 | 2.6071
|  | 963.0712 | 4.3307 | 3.4625 | 1.0438 | 2.5922
|  | 963.3139 | 4.1418 | 3.3125 | 1.0342 | 2.6151
|  | 963.5565 | 4.2708 | 3.4573 | 1.0423 | 2.596
|  | 963.7991 | 4.0921 | 3.2825 | 1.0418 | 2.6146
|  | 964.0417 | 4.2729 | 3.4847 | 1.0382 | 2.5927
|  | 964.2844 | 4.0654 | 3.3279 | 1.0282 | 2.6125
|  | 964.527 | 4.2416 | 3.4706 | 1.0351 | 2.5932
|  | 964.7697 | 4.0999 | 3.3274 | 1.0348 | 2.6111
|  | 965.0124 | 4.2352 | 3.4564 | 1.0459 | 2.601
|  | 965.2551 | 4.038 | 3.2848 | 1.0487 | 2.6239
|  | 965.4977 | 4.1481 | 3.429 | 1.0489 | 2.5993
|  | 965.7404 | 4.0195 | 3.2569 | 1.0462 | 2.6232
|  | 965.9831 | 4.1715 | 3.4016 | 1.0472 | 2.606
|  | 966.2258 | 3.96 | 3.2358 | 1.0471 | 2.6232
|  | 966.4685 | 4.1189 | 3.3776 | 1.0522 | 2.6115
|  | 966.7112 | 3.8829 | 3.2452 | 1.0497 | 2.6301
|  | 966.9539 | 3.9974 | 3.3638 | 1.0497 | 2.6101
|  | 967.1967 | 3.7939 | 3.2211 | 1.0433 | 2.6341
|  | 967.4394 | 3.9001 | 3.33 | 1.0463 | 2.6167
|  | 967.6821 | 3.7529 | 3.191 | 1.0458 | 2.6392
|  | 967.9249 | 3.8372 | 3.3297 | 1.0485 | 2.6141
|  | 968.1676 | 3.6634 | 3.1675 | 1.0514 | 2.6389
|  | 968.4103 | 3.8335 | 3.2891 | 1.0545 | 2.6157
|  | 968.6531 | 3.66 | 3.1816 | 1.0546 | 2.6316
|  | 968.8959 | 3.8009 | 3.3148 | 1.0632 | 2.6152
|  | 969.1387 | 3.6219 | 3.1748 | 1.0593 | 2.6341
|  | 969.3814 | 3.7805 | 3.3204 | 1.0641 | 2.6352
|  | 969.6242 | 3.6113 | 3.1073 | 1.0575 | 2.6228
|  | 969.867 | 3.7304 | 3.2709 | 1.0585 | 2.6227
|  | 970.1098 | 3.5474 | 3.1475 | 1.0508 | 2.64
|  | 970.3526 | 3.665 | 3.2449 | 1.0652 | 2.6307
|  | 970.5954 | 3.5055 | 3.0786 | 1.0574 | 2.6434
|  | 970.8383 | 3.6846 | 3.2341 | 1.0656 | 2.6309
|  | 971.0811 | 3.5331 | 3.09 | 1.0626 | 2.6496
|  | 971.3238 | 3.6111 | 3.2236 | 1.0595 | 2.6236
|  | 971.5667 | 3.4975 | 3.0478 | 1.0557 | 2.6487
|  | 971.8096 | 3.6138 | 3.1347 | 1.0619 | 2.6332
|  | 972.0524 | 3.4278 | 3.0022 | 1.0644 | 2.6462
|  | 972.2953 | 3.5598 | 3.1079 | 1.0638 | 2.6277
|  | 972.5381 | 3.3891 | 2.9934 | 1.0454 | 2.6446
|  | 972.781 | 3.5055 | 3.0867 | 1.0542 | 2.6284
|  | 973.0239 | 3.3727 | 3.0024 | 1.0393 | 2.6496
|  | 973.2667 | 3.5226 | 3.112 | 1.0502 | 2.6367
|  | 973.5096 | 3.3438 | 2.9804 | 1.0522 | 2.6571
|  | 973.7525 | 3.4935 | 3.0725 | 1.0553 | 2.6459
|  | 973.9954 | 3.3493 | 2.9684 | 1.0569 | 2.657
|  | 974.2383 | 3.4825 | 3.1109 | 1.0646 | 2.6436
|  | 974.4813 | 3.3871 | 2.9661 | 1.0669 | 2.6612
|  | 974.7242 | 3.5406 | 3.0785 | 1.0663 | 2.6451
|  | 974.9671 | 3.3388 | 2.9306 | 1.0632 | 2.6647
|  | 975.21 | 3.4941 | 3.0879 | 1.0688 | 2.6438
|  | 975.4529 | 3.344 | 2.9346 | 1.0668 | 2.6735
|  | 975.6959 | 3.4533 | 3.0299 | 1.0747 | 2.646
|  | 975.9388 | 3.2625 | 2.8639 | 1.0652 | 2.6715
|  | 976.1818 | 3.4272 | 2.9534 | 1.0716 | 2.6487
|  | 976.4247 | 3.3333 | 2.839 | 1.0603 | 2.6671
|  | 976.6677 | 3.4131 | 3.001 | 1.0594 | 2.6518
|  | 976.9107 | 3.2933 | 2.8404 | 1.0547 | 2.6713
|  | 977.1537 | 3.3712 | 2.9348 | 1.0681 | 2.6513
|  | 977.3967 | 3.2899 | 2.748 | 1.0573 | 2.6755
|  | 977.6396 | 3.3911 | 2.9269 | 1.0664 | 2.6538
|  | 977.8826 | 3.2393 | 2.7905 | 1.0621 | 2.6785
|  | 978.1257 | 3.3804 | 2.91 | 1.0689 | 2.6618
|  | 978.3687 | 3.1866 | 2.8188 | 1.0665 | 2.6813
|  | 978.6117 | 3.3727 | 2.9154 | 1.0782 | 2.6677
|  | 978.8547 | 3.2036 | 2.7571 | 1.0775 | 2.6838
|  | 979.0977 | 3.3805 | 2.9088 | 1.0741 | 2.6679
|  | 979.3408 | 3.1984 | 2.808 | 1.0736 | 2.6872
|  | 979.5838 | 3.3036 | 2.8733 | 1.0793 | 2.6762
|  | 979.8268 | 3.276 | 2.7772 | 1.0686 | 2.6904
|  | 980.0699 | 3.3795 | 2.8563 | 1.0701 | 2.687
|  | 980.313 | 3.2703 | 2.7383 | 1.0697 | 2.6846
|  | 980.556 | 3.4184 | 2.7891 | 1.07 | 2.6811
|  | 980.7991 | 3.2911 | 2.6113 | 1.0664 | 2.6986
|  | 981.0422 | 3.3423 | 2.7582 | 1.0779 | 2.6847
|  | 981.2853 | 3.2311 | 2.656 | 1.0753 | 2.7058
|  | 981.5284 | 3.3453 | 2.7377 | 1.0701 | 2.6805
|  | 981.7715 | 3.2047 | 2.5945 | 1.0684 | 2.7071
|  | 982.0146 | 3.2963 | 2.7527 | 1.0869 | 2.6811
|  | 982.2577 | 3.1417 | 2.6003 | 1.0812 | 2.7075
|  | 982.5008 | 3.2679 | 2.7166 | 1.0848 | 2.6825
|  | 982.744 | 3.15 | 2.6301 | 1.085 | 2.6996
|  | 982.9871 | 3.2814 | 2.7918 | 1.094 | 2.6863
|  | 983.2302 | 3.2037 | 2.6281 | 1.0795 | 2.7048
|  | 983.4733 | 3.277 | 2.7258 | 1.0995 | 2.6889
|  | 983.7165 | 3.1492 | 2.6049 | 1.0794 | 2.7028
|  | 983.9597 | 3.3252 | 2.7357 | 1.0919 | 2.6806
|  | 984.2028 | 3.1888 | 2.619 | 1.086 | 2.7062
|  | 984.446 | 3.3218 | 2.7057 | 1.097 | 2.6899
|  | 984.6892 | 3.2274 | 2.5822 | 1.0951 | 2.7141
|  | 984.9323 | 3.3193 | 2.7037 | 1.1019 | 2.6946
|  | 985.1755 | 3.184 | 2.5471 | 1.0869 | 2.7166
|  | 985.4187 | 3.2973 | 2.6453 | 1.0949 | 2.6912
|  | 985.6619 | 3.1827 | 2.5154 | 1.0953 | 2.7213
|  | 985.9051 | 3.2642 | 2.606 | 1.1015 | 2.7005
|  | 986.1483 | 3.1715 | 2.5101 | 1.0824 | 2.7221
|  | 986.3915 | 3.2664 | 2.6093 | 1.0957 | 2.6975
|  | 986.6347 | 3.1454 | 2.4728 | 1.0979 | 2.7176
|  | 986.878 | 3.2226 | 2.5855 | 1.1031 | 2.705
|  | 987.1212 | 3.1297 | 2.4478 | 1.0947 | 2.7231
|  | 987.3644 | 3.2538 | 2.569 | 1.1004 | 2.7054
|  | 987.6077 | 3.1708 | 2.4552 | 1.1016 | 2.725
|  | 987.851 | 3.2582 | 2.581 | 1.1065 | 2.7073
|  | 988.0942 | 3.1142 | 2.442 | 1.1025 | 2.7273
|  | 988.3375 | 3.2456 | 2.6145 | 1.1139 | 2.7132
|  | 988.5807 | 3.1172 | 2.4883 | 1.0992 | 2.736
|  | 988.824 | 3.2585 | 2.6424 | 1.1142 | 2.7103
|  | 989.0673 | 3.1902 | 2.5033 | 1.1107 | 2.7301
|  | 989.3106 | 3.2719 | 2.6419 | 1.1179 | 2.7107
|  | 989.5539 | 3.085 | 2.4828 | 1.0996 | 2.7384
|  | 989.7972 | 3.255 | 2.5654 | 1.1233 | 2.7196
|  | 990.0405 | 3.1325 | 2.5174 | 1.1106 | 2.7439
|  | 990.2838 | 3.2124 | 2.5862 | 1.1171 | 2.7244
|  | 990.5271 | 3.1355 | 2.4426 | 1.1108 | 2.7409
|  | 990.7704 | 3.2109 | 2.558 | 1.1308 | 2.7515
|  | 991.0138 | 3.0728 | 2.4451 | 1.112 | 2.7249
|  | 991.2571 | 3.2847 | 2.5262 | 1.1241 | 2.7245
|  | 991.5004 | 3.1109 | 2.4472 | 1.1224 | 2.7593
|  | 991.7438 | 3.1833 | 2.5046 | 1.1192 | 2.736
|  | 991.9872 | 3.0546 | 2.4398 | 1.1073 | 2.7561
|  | 992.2305 | 3.1989 | 2.5491 | 1.1223 | 2.7375
|  | 992.4739 | 3.0521 | 2.356 | 1.0992 | 2.7566
|  | 992.7173 | 3.186 | 2.593 | 1.1187 | 2.7363
|  | 992.9606 | 3.1084 | 2.3767 | 1.1034 | 2.7576
|  | 993.204 | 3.1424 | 2.544 | 1.1299 | 2.7334
|  | 993.4474 | 3.0907 | 2.4495 | 1.1178 | 2.7649
|  | 993.6908 | 3.1928 | 2.6058 | 1.1203 | 2.7334
|  | 993.9342 | 3.1314 | 2.4837 | 1.1026 | 2.7697
|  | 994.1776 | 3.2493 | 2.6536 | 1.1265 | 2.7497
|  | 994.421 | 3.1195 | 2.4337 | 1.1044 | 2.7667
|  | 994.6645 | 3.2878 | 2.6113 | 1.1312 | 2.747
|  | 994.9079 | 3.0997 | 2.4942 | 1.1206 | 2.7703
|  | 995.1513 | 3.2102 | 2.5737 | 1.1382 | 2.7531
|  | 995.3948 | 3.1497 | 2.4096 | 1.1246 | 2.7703
|  | 995.6382 | 3.2368 | 2.5238 | 1.1318 | 2.7521
|  | 995.8817 | 3.1254 | 2.3633 | 1.1157 | 2.7733
|  | 996.1251 | 3.1815 | 2.4746 | 1.124 | 2.7469
|  | 996.3686 | 3.0622 | 2.3336 | 1.1151 | 2.7719
|  | 996.6121 | 3.1518 | 2.4723 | 1.1257 | 2.7462
|  | 996.8555 | 3.099 | 2.3065 | 1.1214 | 2.7767
|  | 997.099 | 3.1658 | 2.5513 | 1.137 | 2.7561
|  | 997.3425 | 3.0574 | 2.4406 | 1.1216 | 2.7808
|  | 997.586 | 3.166 | 2.5133 | 1.1248 | 2.7502
|  | 997.8295 | 3.03 | 2.4032 | 1.1204 | 2.7788
|  | 998.073 | 3.1924 | 2.5205 | 1.1425 | 2.7536
|  | 998.3165 | 3.0281 | 2.4483 | 1.127 | 2.7818
|  | 998.5601 | 3.2142 | 2.5791 | 1.1406 | 2.7643
|  | 998.8036 | 3.2302 | 2.677 | 1.1374 | 2.7708
|  | 999.0471 | 3.142 | 2.3387 | 1.1305 | 2.7929
|  | 999.2907 | 3.277 | 2.6334 | 1.1371 | 2.7713
|  | 999.5342 | 3.1867 | 2.4255 | 1.129 | 2.7927
|  | 999.7777 | 3.2288 | 2.5865 | 1.149 | 2.7668
|  | 1000.0213 | 3.0778 | 2.4208 | 1.1298 | 2.7912
|  | 1000.2648 | 3.1355 | 2.5151 | 1.1441 | 2.7714
|  | 1000.5084 | 3.0318 | 2.3562 | 1.1319 | 2.7988
|  | 1000.7519 | 3.1752 | 2.4868 | 1.1637 | 2.7823
|  | 1000.9955 | 3.0963 | 2.388 | 1.1281 | 2.796
|  | 1001.2391 | 3.1712 | 2.5185 | 1.1503 | 2.801
|  | 1001.4827 | 3.0314 | 2.3901 | 1.1423 | 2.7808
|  | 1001.7263 | 3.2004 | 2.5996 | 1.1606 | 2.7917
|  | 1001.9699 | 3.0874 | 2.4108 | 1.1395 | 2.8015
|  | 1002.2136 | 3.1969 | 2.5595 | 1.1536 | 2.7853
|  | 1002.4571 | 3.0762 | 2.4085 | 1.1433 | 2.8122
|  | 1002.7008 | 3.2183 | 2.6572 | 1.1506 | 2.7838
|  | 1002.9444 | 3.0752 | 2.3838 | 1.1414 | 2.8152
|  | 1003.188 | 3.2817 | 2.6905 | 1.1627 | 2.7848
|  | 1003.4316 | 3.0753 | 2.4401 | 1.1513 | 2.8029
|  | 1003.6753 | 3.2856 | 2.6757 | 1.1811 | 2.7847
|  | 1003.9189 | 3.1073 | 2.472 | 1.1569 | 2.8127
|  | 1004.1626 | 3.283 | 2.6572 | 1.1714 | 2.7945
|  | 1004.4063 | 3.1245 | 2.4214 | 1.1439 | 2.8237
|  | 1004.65 | 3.2693 | 2.5485 | 1.1643 | 2.7913
|  | 1004.8936 | 3.1177 | 2.4042 | 1.1501 | 2.826
|  | 1005.1373 | 3.291 | 2.5441 | 1.1731 | 2.798
|  | 1005.381 | 3.0962 | 2.3901 | 1.1486 | 2.8299
|  | 1005.6247 | 3.2918 | 2.51 | 1.1755 | 2.8032
|  | 1005.8683 | 3.0284 | 2.3064 | 1.157 | 2.825
|  | 1006.1121 | 3.1429 | 2.4919 | 1.174 | 2.8006
|  | 1006.3558 | 2.9748 | 2.3065 | 1.1369 | 2.8334
|  | 1006.5995 | 3.1348 | 2.5583 | 1.171 | 2.8078
|  | 1006.8432 | 2.9791 | 2.4364 | 1.1478 | 2.8372
|  | 1007.087 | 3.1633 | 2.6364 | 1.1655 | 2.8018
|  | 1007.3307 | 3.0359 | 2.3834 | 1.1582 | 2.8266
|  | 1007.5744 | 3.1698 | 2.6685 | 1.1795 | 2.8149
|  | 1007.8182 | 3.034 | 2.4081 | 1.1487 | 2.8287
|  | 1008.0619 | 3.1718 | 2.6218 | 1.1815 | 2.8109
|  | 1008.3057 | 3.0582 | 2.5739 | 1.1643 | 2.8466
|  | 1008.5494 | 3.2866 | 2.646 | 1.1752 | 2.8143
|  | 1008.7932 | 3.1657 | 2.533 | 1.1538 | 2.8441
|  | 1009.037 | 3.295 | 2.7145 | 1.1614 | 2.8152
|  | 1009.2808 | 3.1815 | 2.4696 | 1.1437 | 2.8437
|  | 1009.5245 | 3.2698 | 2.6051 | 1.1673 | 2.8323
|  | 1009.7683 | 3.1397 | 2.3971 | 1.1407 | 2.8537
|  | 1010.0122 | 3.2195 | 2.6084 | 1.1767 | 2.8271
|  | 1010.2559 | 3.0378 | 2.3481 | 1.15 | 2.8568
|  | 1010.4998 | 3.2035 | 2.5327 | 1.18 | 2.8359
|  | 1010.7435 | 3.0076 | 2.3376 | 1.16 | 2.8584
|  | 1010.9874 | 3.0827 | 2.5528 | 1.1705 | 2.8378
|  | 1011.2312 | 2.9453 | 2.3744 | 1.1665 | 2.8526
|  | 1011.475 | 3.1411 | 2.5944 | 1.1711 | 2.8384
|  | 1011.7189 | 2.9696 | 2.4082 | 1.1578 | 2.8604
|  | 1011.9627 | 3.2043 | 2.702 | 1.1832 | 2.8856
|  | 1012.2065 | 3.0153 | 2.4562 | 1.1529 | 2.8442
|  | 1012.4504 | 3.1543 | 2.753 | 1.1747 | 2.8485
|  | 1012.6943 | 3.0137 | 2.5532 | 1.1541 | 2.8762
|  | 1012.9382 | 3.1352 | 2.6712 | 1.1871 | 2.8505
|  | 1013.182 | 3.0979 | 2.5004 | 1.168 | 2.8765
|  | 1013.4259 | 3.2591 | 2.7652 | 1.1938 | 2.8502
|  | 1013.6698 | 3.0838 | 2.4903 | 1.1647 | 2.8743
|  | 1013.9137 | 3.3692 | 2.8103 | 1.192 | 2.8528
|  | 1014.1576 | 3.0985 | 2.4976 | 1.1653 | 2.8781
|  | 1014.4015 | 3.3377 | 2.7167 | 1.1749 | 2.8575
|  | 1014.6454 | 3.1066 | 2.3945 | 1.1528 | 2.8846
|  | 1014.8893 | 3.2645 | 2.5912 | 1.1808 | 2.8666
|  | 1015.1332 | 3.0714 | 2.3383 | 1.1427 | 2.8921
|  | 1015.3771 | 3.1839 | 2.5884 | 1.1812 | 2.873
|  | 1015.621 | 3.0095 | 2.3627 | 1.1566 | 2.8884
|  | 1015.865 | 3.1752 | 2.5476 | 1.1732 | 2.8694
|  | 1016.109 | 2.9924 | 2.3555 | 1.1514 | 2.8964
|  | 1016.3529 | 3.1549 | 2.6374 | 1.1848 | 2.8655
|  | 1016.5969 | 2.9708 | 2.4289 | 1.1633 | 2.8935
|  | 1016.8408 | 3.1551 | 2.6722 | 1.1931 | 2.8713
|  | 1017.0848 | 3.0027 | 2.4358 | 1.1703 | 2.8953
|  | 1017.3287 | 3.2077 | 2.7138 | 1.2054 | 2.8681
|  | 1017.5727 | 3.03 | 2.6107 | 1.1597 | 2.9034
|  | 1017.8167 | 3.2713 | 2.7075 | 1.1995 | 2.8799
|  | 1018.0607 | 3.0286 | 2.5014 | 1.1615 | 2.9085
|  | 1018.3047 | 3.2279 | 2.7491 | 1.2039 | 2.8748
|  | 1018.5487 | 3.0459 | 2.5025 | 1.1584 | 2.9148
|  | 1018.7927 | 3.2525 | 2.7474 | 1.1877 | 2.8865
|  | 1019.0367 | 3.0815 | 2.423 | 1.1559 | 2.9213
|  | 1019.2807 | 3.2359 | 2.7073 | 1.1889 | 2.8946
|  | 1019.5247 | 3.0221 | 2.426 | 1.1552 | 2.9249
|  | 1019.7687 | 3.1689 | 2.684 | 1.1899 | 2.8988
|  | 1020.0128 | 2.8836 | 2.3756 | 1.1562 | 2.9326
|  | 1020.2568 | 3.2261 | 2.6104 | 1.1892 | 2.9064
|  | 1020.5009 | 2.9988 | 2.3267 | 1.1886 | 2.9212
|  | 1020.7449 | -3.0619
|  | 1020.989 | 1.1855
|  | 1021.233 | -2.8327
|  | 1021.4771 | 1.229
|  | 1021.7212 | -4.0807
|  | 1021.9653 | 0.86881

## 70% Fiber Launch Insertion Loss
70% Fiber Launch Insertion Loss
|  | Fiber Core Diameter (µm) | Insertion Loss (dB) | Fiber Core Diameter (µm) | Insertion Loss (dB) | Fiber Core Diameter (µm) | Insertion Loss (dB)
|  | 0.22 NA Fiber | 0.22 NA Fiber | 0.39 NA Fiber | 0.39 NA Fiber | 0.50 NA Fiber | 0.50 NA Fiber
|  | 50 | 3.35 | 200 | 1.63 | 200 | 1.83
|  | 105 | 2.25 | 400 | 1.83 | 400 | 1.9
|  | 200 | 1.75 | 600 | 1.07 | 600 | 1.67
|  | 365 | 1.35 | 1000 | 1.1 | 1000 | 1.2
Product Raw Data |  | 550 | 0.99 | 1500 | 1.2
Adjustable Path Length MM Fiber-to-Fiber Couplers, 450 nm - 20 µm |  | 910 | 1.07
Item # | RLAFC1F, RLAFC1S
DISCLAIMER: The data presented here are typical. Slight variations in performance data will occur from lot to lot. Please contact Technical Support with any questions regarding the use or reliability of this data.
This data may be used in publications. However, please cite Thorlabs as the source.
Additional Information:
A mode-stripped (70/70) fiber launch condition removes cladding modes that are lost in the coupler. A pinhole is placed in front of the LED source at a position where the beam spot at the fiber face is 70% of the core diameter and is diverging at an angle which is 70% of the fiber NA.

## >100% Fiber Launch Insertion
>100% Fiber Launch Insertion Loss
|  | Fiber Core Diameter (µm) | Insertion Loss (dB) | Fiber Core Diameter (µm) | Insertion Loss (dB) | Fiber Core Diameter (µm) | Insertion Loss (dB)
|  | 0.22 NA Fiber | 0.22 NA Fiber | 0.39 NA Fiber | 0.39 NA Fiber | 0.50 NA Fiber | 0.50 NA Fiber
|  | 50 | 5.6 | 200 | 3.9 | 200 | 4.7
|  | 105 | 4.1 | 400 | 3.25 | 400 | 5.4
|  | 200 | 3.35 | 600 | 2.99 | 600 | 3.73
|  | 365 | 3.3 | 1000 | 2.94 | 1000 | 3.41
Product Raw Data |  | 550 | 3.09 | 1500 | 3.05
Adjustable Path Length MM Fiber-to-Fiber Couplers, 450 nm - 20 µm |  | 910 | 2.59
Item # | RLAFC1F, RLAFC1S
DISCLAIMER: The data presented here are typical. Slight variations in performance data will occur from lot to lot. Please contact Technical Support with any questions regarding the use or reliability of this data.
This data may be used in publications. However, please cite Thorlabs as the source.
Additional Information:
An overfilled (>100%) fiber launch condition retains all propagating modes including the cladding modes.

## Insertion Loss 0.22 NA, Spacing
RLAFC1x Insertion Loss with Collimator Spacing, 0.22 NA
|  | Spacing Between Collimators (mm) | Insertion Loss (dB) | Insertion Loss (dB) | Insertion Loss (dB) | Insertion Loss (dB) | Insertion Loss (dB)
|  |  | 50 µm Core | 105 µm Core | 200 µm Core | 400 µm Core | 600 µm Core
|  | 500 | 1.5857 | 2.0412 | 1.549 | 1.6891 | 1.549
|  | 450 | 6.7819 | 2.8724 | 1.707 | 1.5836 | 1.4597
|  | 400 | 1.2779 | 1.6914 | 1.4772 | 1.4133 | 1.3291
|  | 350 | 1.3008 | 1.6273 | 1.3966 | 1.3033 | 1.2547
Product Raw Data |  | 300 | 1.5369 | 1.7044 | 1.347 | 1.2173 | 1.1608
Adjustable Path Length MM Fiber-to-Fiber Couplers, 450 nm - 20 µm |  | 250 | 3.0274 | 2.1981 | 1.3866 | 1.228 | 1.1608
|  | 200 | 1.8643 | 1.836 | 1.549 | 1.1539 | 1.0892
Item # | RLAFC1F, RLAFC1S | 150 | 1.8643 | 1.6273 | 1.5906 | 1.1539 | 1.0187
DISCLAIMER: The data presented here are typical. Slight variations in performance data will occur from lot to lot. Please contact Technical Support with any questions regarding the use or reliability of this data. |  | 100 | 1.7609 | 1.5892 | 1.5594 | 1.1539 | 0.9691
|  | 85 | 1.1207 | 1.5892 | 1.3668 | 1.04 | 0.95924
This data may be used in publications. However, please cite Thorlabs as the source.
Additional Information:
This data was taken using an M470F4 Fiber-Coupled LED with the RLAFC1F and RLAFC1S Fiber-to-Fiber Couplers. The output from the fiber coupler was then coupled into an S120C Power Meter. This plot shows similar results compared to using a single mode laser source or mandrel wrapping method.

## Insertion Loss 0.39 NA, Spacing
RLAFC1x Insertion Loss with Collimator Spacing, 0.39 NA
|  | Spacing Between Collimators (mm) | Insertion Loss (dB) | Insertion Loss (dB) | Insertion Loss (dB) | Insertion Loss (dB) | Insertion Loss (dB)
|  |  | 200 µm Core | 400 µm Core | 600 µm Core | 1000 µm Core | 1500 µm Core
|  | 500 | 1.2553 | 1.363 | 1.6066 | 1.9541 | 3.2237
|  | 450 | 1.3029 | 1.2869 | 1.5055 | 1.7997 | 2.7339
|  | 400 | 1.1501 | 1.3194 | 1.4067 | 1.5944 | 2.3199
|  | 350 | 1.0361 | 1.244 | 1.2994 | 1.4198 | 2.0397
Product Raw Data |  | 300 | 0.89223 | 1.1805 | 1.2363 | 1.2623 | 1.6618
Adjustable Path Length MM Fiber-to-Fiber Couplers, 450 nm - 20 µm |  | 250 | 1.127 | 1.1386 | 1.1948 | 1.1502 | 1.3772
|  | 200 | 1.279 | 1.2334 | 1.1434 | 1.0706 | 1.1302
Item # | RLAFC1F, RLAFC1S | 150 | 1.127 | 1.2977 | 1.0926 | 0.98262 | 0.96332
DISCLAIMER: The data presented here are typical. Slight variations in performance data will occur from lot to lot. Please contact Technical Support with any questions regarding the use or reliability of this data. |  | 100 | 1.127 | 1.2977 | 1.0324 | 0.93453 | 0.83055
|  | 85 | 1.0136 | 1.2016 | 0.99272 | 0.89643 | 0.84927
This data may be used in publications. However, please cite Thorlabs as the source.
Additional Information:
This data was taken using an M470F4 Fiber-Coupled LED with the RLAFC1F and RLAFC1S Fiber-to-Fiber Couplers. The output from the fiber coupler was then coupled into an S120C Power Meter. This plot shows similar results compared to using a single mode laser source or mandrel wrapping method.

## Insertion Loss 0.50 NA, Spacing
RLAFC1x Insertion Loss with Collimator Spacing, 0.50 NA
|  | Spacing Between Collimators (mm) | Insertion Loss (dB) | Insertion Loss (dB) | Insertion Loss (dB) | Insertion Loss (dB)
|  |  | 200 µm Core | 400 µm Core | 600 µm Core | 1000 µm Core
|  | 500 | 1.4257 | 1.387 | 1.5401 | 2.1126
|  | 450 | 1.706 | 1.3761 | 1.4301 | 1.8833
|  | 400 | 1.3555 | 1.268 | 1.3977 | 1.6537
|  | 350 | 1.2636 | 1.2255 | 1.239 | 1.4581
Product Raw Data |  | 300 | 1.2183 | 1.215 | 1.239 | 1.2925
Adjustable Path Length MM Fiber-to-Fiber Couplers, 450 nm - 20 µm |  | 250 | 1.3788 | 1.2361 | 1.1873 | 1.133
|  | 200 | 1.3788 | 1.2361 | 1.2494 | 1.0503
Item # | RLAFC1F, RLAFC1S | 150 | 1.275 | 1.1835 | 1.2079 | 0.87955
DISCLAIMER: The data presented here are typical. Slight variations in performance data will occur from lot to lot. Please contact Technical Support with any questions regarding the use or reliability of this data. |  | 100 | 1.2522 | 1.1315 | 1.1873 | 0.79181
|  | 85 | 1.0854 | 1.1006 | 1.1363 | 0.71528
This data may be used in publications. However, please cite Thorlabs as the source.
Additional Information:
This data was taken using an M470F4 Fiber-Coupled LED with the RLAFC1F and RLAFC1S Fiber-to-Fiber Couplers. The output from the fiber coupler was then coupled into an S120C Power Meter. This plot shows similar results compared to using a single mode laser source or mandrel wrapping method.